## ROP_NETWORKS
PM |  |  |  | PBO | [5 empty] | MESURES | [5 empty] | VFL |  | SI BE | [6 empty] | COMMENTAIRES | BPE_REPRISES | [12 empty] | PM | PM | SITE CLIENT | SITE CLIENT | SITE CLIENT | SITE CLIENT | SITE CLIENT | SITE CLIENT | SITE CLIENT | SITE CLIENT | SITE CLIENT | SITE CLIENT | SITE CLIENT | SITE CLIENT | SITE CLIENT | SITE CLIENT | SITE CLIENT | SITE CLIENT | SITE CLIENT | SITE CLIENT | SITE CLIENT | SITE CLIENT | SITE CLIENT | SITE CLIENT | SITE CLIENT | SITE CLIENT | SITE CLIENT | SITE CLIENT | PBO | PBO | PBO | CABLE ENTREE SUR LE PBO | CABLE ENTREE SUR LE PBO | CABLE ENTREE SUR LE PBO | CABLE ENTREE SUR LE PBO | CABLE ENTREE SUR LE PBO | CABLE SORTIE PM VERS SITE | CABLE SORTIE PM VERS SITE | CABLE SORTIE PM VERS SITE | CABLE SORTIE PM VERS SITE | CABLE SORTIE PM VERS SITE | MODULE VERTICAL | MODULE VERTICAL | MODULE VERTICAL | JARRETIERE - PIGTAIL | JARRETIERE - PIGTAIL | JARRETIERE - PIGTAIL | JARRETIERE - PIGTAIL | MODULE HORIZONTAL | MODULE HORIZONTAL | MODULE HORIZONTAL | SPLITTER | SPLITTER | SPLITTER | SPLITTER | SPLITTER | SPLITTER 1*2 | SPLITTER 1*2 | SPLITTER 1*2 | SPLITTER 1*2 | SPLITTER 1*2 | PIGTAIL | PIGTAIL | MODULE TRANSPORT | MODULE TRANSPORT | MODULE TRANSPORT | CABLE SORTIE PM VERS NRO | CABLE SORTIE PM VERS NRO | CABLE SORTIE PM VERS NRO | CABLE SORTIE PM VERS NRO | CABLE SORTIE PM VERS NRO | ERREUR | ERREUR | ERREUR | ERREUR | ERREUR
REFERENCE | PORT | SI IDEA sur terrain | SI ETC sur terrain | REFERENCE PBO / Networks | Base ROP | PBO TERRAIN ITE | PBO TERRAIN | TUBE | FIBRE | MESURES | MESURES ITE | LONGUEUR | LONGUEUR ITE | JARRETIERE | ALERTES | VFL | SI | LOCALISATION BE | ETIQUETTE | Fixation BE | Fixation du cable | Etanchéité BE | Etat BE | Etat infra | ALERTES | PM | 1 | 2 | 3 | 4 | 5 | 6 | 7 | 8 | 9 | 10 | 11 | 12 | PM | LOCALISATION_PM | DATEMODIFIED | LASTUSER | COMMENTS | STATUS | LOCATION | REFERENCE | USERREFERENCE | USERCOMPLEMENT | SUBTYPEID | PROPRIETAIRE | GESTIONNAIRE | ADRESSE1 | ADRESSE2 | ADRESSE3 | IDADRESSE1 | IDADRESSE2 | NOMBRE_LOGEMENTS | BAILLEUR | STRUCTURE_DU_SITE | FONCTION_DU_SITE | RESEAU | LOCALISATION | REFERENCE | STATUS | STATUT | PORT | REFERENCE | PORT | LOCALISATION | REFERENCE | TUBE | FIBRE | NUMERO TUBE | NUMERO FIBRE | REFERENCE | TUBE | FIBRE | NUMERO TUBE | NUMERO FIBRE | REFERENCE | PORT | TYPE_UTILISATION | REFERENCE | TYPE | STATUS | UTILISATION | REFERENCE | PORT | TYPE_UTILISATION | REFERENCE | TYPE | OPU | PORT | MODELNUMBER | REFERENCE | TYPE | OPU | PORT | MODELNUMBER | REFERENCE | TYPE | REFERENCE | PORT | TYPE_UTILISATION | REFERENCE | TUBE | FIBRE | NUMERO TUBE | NUMERO FIBRE | ERREUR | Type | DERNIER ELEMENT | TYPE | PORT/FIBRE | HOUSING
B2-T1-MODULE-A | 1 | B2-T1-MODULE-A1 | B2-T1-MODULE-A1 | PBO-SRO-BPI-11665276-005 | PBO-SRO-BPI-11665276-005 | PBO-SRO-BPI-11665276-005 |  | Rouge | Rouge | OK | OK | 2880 | 2933 |  |  | OK | [22 empty] | SRO-BPI-11665276 | NA | 16/08/2023 10:48:34 | NUSER2765 |  | As built |  | SC-118540129 | PBO-SRO-BPI-11665276-005 | 402-PBO005 | Customer | DSP THD_64 | SFR_FTTH_ZMD_Legacy | 16T AVENUE DES PYRENEES ; 2 - 4 - 6 - 8 - 10 - 12 LOT LES BERGES DE L OUSSE ; 1 - 3 - 8 RUE LOU BILATGE 64320 OUSSE |  |  | ID-6443900000L9;ID-6443900000A1;ID-6443900000AA;ID-6443900000A8;ID-6443900000B0;ID-6443900000AW;ID-6443900000A0;ID-6443900000AH;ID-6443900000AT;ID-64439000009Y |  | 10 | AUTRES | PB Chambre | GP FTTH | FTTH | HABITATION/HABITATION/HABITATION | TH-5110-4130 | New | Libre | 1 | PBO-SRO-BPI-11665276-005 | 1 | CHAMBRE-182-FT/HABITATION/HABITATION/HABITATION | PBO-SRO-BPI-11665276-004 / PBO-SRO-BPI-11665276-005 / OUSSE | Rouge | Rouge | 1 | 1 | SRO-BPI-11665276 / BPE-0118A-64329-FT / LEE | Rouge | Rouge | 1 | 1 | B2-T1-MODULE-A | 1 | Vertical
B2-T1-MODULE-A | 2 | B2-T1-MODULE-A2 | B2-T1-MODULE-A2 | PBO-SRO-BPI-11665276-005 | PBO-SRO-BPI-11665276-005 | PBO-SRO-BPI-11665276-005 |  | Rouge | Bleu | OK | OCCUPE | 2880 |  |  |  | OK | [22 empty] | SRO-BPI-11665276 | NA | 16/08/2023 10:48:34 | NUSER2765 |  | As built |  | SC-118540129 | PBO-SRO-BPI-11665276-005 | 402-PBO005 | Customer | DSP THD_64 | SFR_FTTH_ZMD_Legacy | 16T AVENUE DES PYRENEES ; 2 - 4 - 6 - 8 - 10 - 12 LOT LES BERGES DE L OUSSE ; 1 - 3 - 8 RUE LOU BILATGE 64320 OUSSE |  |  | ID-6443900000L9;ID-6443900000A1;ID-6443900000AA;ID-6443900000A8;ID-6443900000B0;ID-6443900000AW;ID-6443900000A0;ID-6443900000AH;ID-6443900000AT;ID-64439000009Y |  | 10 | AUTRES | PB Chambre | GP FTTH | FTTH | HABITATION/HABITATION/HABITATION | TH-5110-4141 | New | Libre | 1 | PBO-SRO-BPI-11665276-005 | 2 | CHAMBRE-182-FT/HABITATION/HABITATION/HABITATION | PBO-SRO-BPI-11665276-004 / PBO-SRO-BPI-11665276-005 / OUSSE | Rouge | Bleu | 1 | 2 | SRO-BPI-11665276 / BPE-0118A-64329-FT / LEE | Rouge | Bleu | 1 | 2 | B2-T1-MODULE-A | 2 | Vertical
B2-T1-MODULE-A | 3 | B2-T1-MODULE-A3 | B2-T1-MODULE-A3 | PBO-SRO-BPI-11665276-005 | PBO-SRO-BPI-11665276-005 | PBO-SRO-BPI-11665276-005 |  | Rouge | Vert | OK | OK | 2881 | 2933 |  |  | OK | [22 empty] | SRO-BPI-11665276 | NA | 16/08/2023 10:48:34 | NUSER2765 |  | As built |  | SC-118540129 | PBO-SRO-BPI-11665276-005 | 402-PBO005 | Customer | DSP THD_64 | SFR_FTTH_ZMD_Legacy | 16T AVENUE DES PYRENEES ; 2 - 4 - 6 - 8 - 10 - 12 LOT LES BERGES DE L OUSSE ; 1 - 3 - 8 RUE LOU BILATGE 64320 OUSSE |  |  | ID-6443900000L9;ID-6443900000A1;ID-6443900000AA;ID-6443900000A8;ID-6443900000B0;ID-6443900000AW;ID-6443900000A0;ID-6443900000AH;ID-6443900000AT;ID-64439000009Y |  | 10 | AUTRES | PB Chambre | GP FTTH | FTTH | HABITATION/HABITATION/HABITATION | TH-5110-4152 | New | Libre | 1 | PBO-SRO-BPI-11665276-005 | 3 | CHAMBRE-182-FT/HABITATION/HABITATION/HABITATION | PBO-SRO-BPI-11665276-004 / PBO-SRO-BPI-11665276-005 / OUSSE | Rouge | Vert | 1 | 3 | SRO-BPI-11665276 / BPE-0118A-64329-FT / LEE | Rouge | Vert | 1 | 3 | B2-T1-MODULE-A | 3 | Vertical
B2-T1-MODULE-A | 4 | B2-T1-MODULE-A4 | B2-T1-MODULE-A4 | PBO-SRO-BPI-11665276-005 | PBO-SRO-BPI-11665276-005 | PBO-SRO-BPI-11665276-005 |  | Rouge | Jaune | OK | OCCUPE | 2881 |  |  |  | OK | [22 empty] | SRO-BPI-11665276 | NA | 16/08/2023 10:48:34 | NUSER2765 |  | As built |  | SC-118540129 | PBO-SRO-BPI-11665276-005 | 402-PBO005 | Customer | DSP THD_64 | SFR_FTTH_ZMD_Legacy | 16T AVENUE DES PYRENEES ; 2 - 4 - 6 - 8 - 10 - 12 LOT LES BERGES DE L OUSSE ; 1 - 3 - 8 RUE LOU BILATGE 64320 OUSSE |  |  | ID-6443900000L9;ID-6443900000A1;ID-6443900000AA;ID-6443900000A8;ID-6443900000B0;ID-6443900000AW;ID-6443900000A0;ID-6443900000AH;ID-6443900000AT;ID-64439000009Y |  | 10 | AUTRES | PB Chambre | GP FTTH | FTTH | HABITATION/HABITATION/HABITATION | TH-5110-4163 | New | Libre | 1 | PBO-SRO-BPI-11665276-005 | 4 | CHAMBRE-182-FT/HABITATION/HABITATION/HABITATION | PBO-SRO-BPI-11665276-004 / PBO-SRO-BPI-11665276-005 / OUSSE | Rouge | Jaune | 1 | 4 | SRO-BPI-11665276 / BPE-0118A-64329-FT / LEE | Rouge | Jaune | 1 | 4 | B2-T1-MODULE-A | 4 | Vertical
B2-T1-MODULE-A | 5 | B2-T1-MODULE-A5 | B2-T1-MODULE-A5 | PBO-SRO-BPI-11665276-005 | PBO-SRO-BPI-11665276-005 | PBO-SRO-BPI-11665276-005 |  | Rouge | Violet | OK | OCCUPE | 2880 |  |  |  | OK | [22 empty] | SRO-BPI-11665276 | NA | 16/08/2023 10:48:34 | NUSER2765 |  | As built |  | SC-118540129 | PBO-SRO-BPI-11665276-005 | 402-PBO005 | Customer | DSP THD_64 | SFR_FTTH_ZMD_Legacy | 16T AVENUE DES PYRENEES ; 2 - 4 - 6 - 8 - 10 - 12 LOT LES BERGES DE L OUSSE ; 1 - 3 - 8 RUE LOU BILATGE 64320 OUSSE |  |  | ID-6443900000L9;ID-6443900000A1;ID-6443900000AA;ID-6443900000A8;ID-6443900000B0;ID-6443900000AW;ID-6443900000A0;ID-6443900000AH;ID-6443900000AT;ID-64439000009Y |  | 10 | AUTRES | PB Chambre | GP FTTH | FTTH | HABITATION/HABITATION/HABITATION | TH-5110-4174 | New | Libre | 1 | PBO-SRO-BPI-11665276-005 | 5 | CHAMBRE-182-FT/HABITATION/HABITATION/HABITATION | PBO-SRO-BPI-11665276-004 / PBO-SRO-BPI-11665276-005 / OUSSE | Rouge | Violet | 1 | 5 | SRO-BPI-11665276 / BPE-0118A-64329-FT / LEE | Rouge | Violet | 1 | 5 | B2-T1-MODULE-A | 5 | Vertical
B2-T1-MODULE-A | 6 | B2-T1-MODULE-A6 | B2-T1-MODULE-A6 | PBO-SRO-BPI-11665276-005 | PBO-SRO-BPI-11665276-005 | PBO-SRO-BPI-11665276-005 |  | Rouge | Blanc | OK | OK | 2881 | 2934 |  |  | OK | [22 empty] | SRO-BPI-11665276 | NA | 16/08/2023 10:48:34 | NUSER2765 |  | As built |  | SC-118540129 | PBO-SRO-BPI-11665276-005 | 402-PBO005 | Customer | DSP THD_64 | SFR_FTTH_ZMD_Legacy | 16T AVENUE DES PYRENEES ; 2 - 4 - 6 - 8 - 10 - 12 LOT LES BERGES DE L OUSSE ; 1 - 3 - 8 RUE LOU BILATGE 64320 OUSSE |  |  | ID-6443900000L9;ID-6443900000A1;ID-6443900000AA;ID-6443900000A8;ID-6443900000B0;ID-6443900000AW;ID-6443900000A0;ID-6443900000AH;ID-6443900000AT;ID-64439000009Y |  | 10 | AUTRES | PB Chambre | GP FTTH | FTTH | HABITATION/HABITATION/HABITATION | TH-5110-4185 | New | Libre | 1 | PBO-SRO-BPI-11665276-005 | 6 | CHAMBRE-182-FT/HABITATION/HABITATION/HABITATION | PBO-SRO-BPI-11665276-004 / PBO-SRO-BPI-11665276-005 / OUSSE | Rouge | Blanc | 1 | 6 | SRO-BPI-11665276 / BPE-0118A-64329-FT / LEE | Rouge | Blanc | 1 | 6 | B2-T1-MODULE-A | 6 | Vertical
B2-T1-MODULE-A | 7 | B2-T1-MODULE-A7 | B2-T1-MODULE-A7 | PBO-SRO-BPI-11665276-005 | PBO-SRO-BPI-11665276-005 | PBO-SRO-BPI-11665276-005 |  | Bleu | Rouge | OK | OK | 2881 | 2933 |  |  | OK | [22 empty] | SRO-BPI-11665276 | NA | 16/08/2023 10:48:34 | NUSER2765 |  | As built |  | SC-118540129 | PBO-SRO-BPI-11665276-005 | 402-PBO005 | Customer | DSP THD_64 | SFR_FTTH_ZMD_Legacy | 16T AVENUE DES PYRENEES ; 2 - 4 - 6 - 8 - 10 - 12 LOT LES BERGES DE L OUSSE ; 1 - 3 - 8 RUE LOU BILATGE 64320 OUSSE |  |  | ID-6443900000L9;ID-6443900000A1;ID-6443900000AA;ID-6443900000A8;ID-6443900000B0;ID-6443900000AW;ID-6443900000A0;ID-6443900000AH;ID-6443900000AT;ID-64439000009Y |  | 10 | AUTRES | PB Chambre | GP FTTH | FTTH | HABITATION/HABITATION/HABITATION | TH-5110-4196 | New | Libre | 1 | PBO-SRO-BPI-11665276-005 | 7 | CHAMBRE-182-FT/HABITATION/HABITATION/HABITATION | PBO-SRO-BPI-11665276-004 / PBO-SRO-BPI-11665276-005 / OUSSE | Bleu | Rouge | 2 | 7 | SRO-BPI-11665276 / BPE-0118A-64329-FT / LEE | Rouge | Orange | 1 | 7 | B2-T1-MODULE-A | 7 | Vertical
B2-T1-MODULE-A | 8 | B2-T1-MODULE-A8 | B2-T1-MODULE-A8 | PBO-SRO-BPI-11665276-005 | PBO-SRO-BPI-11665276-005 | PBO-SRO-BPI-11665276-005 |  | Bleu | Bleu | OK | OK | 2880 | 2933 |  |  | OK | [22 empty] | SRO-BPI-11665276 | NA | 16/08/2023 10:48:34 | NUSER2765 |  | As built |  | SC-118540129 | PBO-SRO-BPI-11665276-005 | 402-PBO005 | Customer | DSP THD_64 | SFR_FTTH_ZMD_Legacy | 16T AVENUE DES PYRENEES ; 2 - 4 - 6 - 8 - 10 - 12 LOT LES BERGES DE L OUSSE ; 1 - 3 - 8 RUE LOU BILATGE 64320 OUSSE |  |  | ID-6443900000L9;ID-6443900000A1;ID-6443900000AA;ID-6443900000A8;ID-6443900000B0;ID-6443900000AW;ID-6443900000A0;ID-6443900000AH;ID-6443900000AT;ID-64439000009Y |  | 10 | AUTRES | PB Chambre | GP FTTH | FTTH | HABITATION/HABITATION/HABITATION | TH-5110-4207 | New | Libre | 1 | PBO-SRO-BPI-11665276-005 | 8 | CHAMBRE-182-FT/HABITATION/HABITATION/HABITATION | PBO-SRO-BPI-11665276-004 / PBO-SRO-BPI-11665276-005 / OUSSE | Bleu | Bleu | 2 | 8 | SRO-BPI-11665276 / BPE-0118A-64329-FT / LEE | Rouge | Gris | 1 | 8 | B2-T1-MODULE-A | 8 | Vertical
B2-T1-MODULE-A | 9 | B2-T1-MODULE-A9 | B2-T1-MODULE-A9 | PBO-SRO-BPI-11665276-005 | PBO-SRO-BPI-11665276-005 | PBO-SRO-BPI-11665276-005 |  | Bleu | Vert | OK | OK | 2880 | 2933 |  |  | OK | [22 empty] | SRO-BPI-11665276 | NA | 16/08/2023 10:48:34 | NUSER2765 |  | As built |  | SC-118540129 | PBO-SRO-BPI-11665276-005 | 402-PBO005 | Customer | DSP THD_64 | SFR_FTTH_ZMD_Legacy | 16T AVENUE DES PYRENEES ; 2 - 4 - 6 - 8 - 10 - 12 LOT LES BERGES DE L OUSSE ; 1 - 3 - 8 RUE LOU BILATGE 64320 OUSSE |  |  | ID-6443900000L9;ID-6443900000A1;ID-6443900000AA;ID-6443900000A8;ID-6443900000B0;ID-6443900000AW;ID-6443900000A0;ID-6443900000AH;ID-6443900000AT;ID-64439000009Y |  | 10 | AUTRES | PB Chambre | GP FTTH | FTTH | HABITATION/HABITATION/HABITATION | TH-5110-4218 | New | Libre | 1 | PBO-SRO-BPI-11665276-005 | 9 | CHAMBRE-182-FT/HABITATION/HABITATION/HABITATION | PBO-SRO-BPI-11665276-004 / PBO-SRO-BPI-11665276-005 / OUSSE | Bleu | Vert | 2 | 9 | SRO-BPI-11665276 / BPE-0118A-64329-FT / LEE | Rouge | Marron | 1 | 9 | B2-T1-MODULE-A | 9 | Vertical
B2-T1-MODULE-A | 10 | B2-T1-MODULE-A10 | B2-T1-MODULE-A10 | PBO-SRO-BPI-11665276-005 | PBO-SRO-BPI-11665276-005 | PBO-SRO-BPI-11665276-005 |  | Bleu | Jaune | OK | OK | 2882 | 2933 |  |  | OK | [22 empty] | SRO-BPI-11665276 | NA | 16/08/2023 10:48:34 | NUSER2765 |  | As built |  | SC-118540129 | PBO-SRO-BPI-11665276-005 | 402-PBO005 | Customer | DSP THD_64 | SFR_FTTH_ZMD_Legacy | 16T AVENUE DES PYRENEES ; 2 - 4 - 6 - 8 - 10 - 12 LOT LES BERGES DE L OUSSE ; 1 - 3 - 8 RUE LOU BILATGE 64320 OUSSE |  |  | ID-6443900000L9;ID-6443900000A1;ID-6443900000AA;ID-6443900000A8;ID-6443900000B0;ID-6443900000AW;ID-6443900000A0;ID-6443900000AH;ID-6443900000AT;ID-64439000009Y |  | 10 | AUTRES | PB Chambre | GP FTTH | FTTH | HABITATION/HABITATION/HABITATION | TH-5110-4229 | New | Libre | 1 | PBO-SRO-BPI-11665276-005 | 10 | CHAMBRE-182-FT/HABITATION/HABITATION/HABITATION | PBO-SRO-BPI-11665276-004 / PBO-SRO-BPI-11665276-005 / OUSSE | Bleu | Jaune | 2 | 10 | SRO-BPI-11665276 / BPE-0118A-64329-FT / LEE | Rouge | Noir | 1 | 10 | B2-T1-MODULE-A | 10 | Vertical
B2-T1-MODULE-A | 11 | B2-T1-MODULE-A11 | B2-T1-MODULE-A11 | PBO-SRO-BPI-11665276-005 | PBO-SRO-BPI-11665276-005 | PBO-SRO-BPI-11665276-005 |  | Bleu | Violet | OK | OK | 2881 | 2933 |  |  | OK | [22 empty] | SRO-BPI-11665276 | NA | 16/08/2023 10:48:34 | NUSER2765 |  | As built |  | SC-118540129 | PBO-SRO-BPI-11665276-005 | 402-PBO005 | Customer | DSP THD_64 | SFR_FTTH_ZMD_Legacy | 16T AVENUE DES PYRENEES ; 2 - 4 - 6 - 8 - 10 - 12 LOT LES BERGES DE L OUSSE ; 1 - 3 - 8 RUE LOU BILATGE 64320 OUSSE |  |  | ID-6443900000L9;ID-6443900000A1;ID-6443900000AA;ID-6443900000A8;ID-6443900000B0;ID-6443900000AW;ID-6443900000A0;ID-6443900000AH;ID-6443900000AT;ID-64439000009Y |  | 10 | AUTRES | PB Chambre | GP FTTH | FTTH | [5 empty] | PBO-SRO-BPI-11665276-005 | 11 | CHAMBRE-182-FT/HABITATION/HABITATION/HABITATION | PBO-SRO-BPI-11665276-004 / PBO-SRO-BPI-11665276-005 / OUSSE | Bleu | Violet | 2 | 11 | SRO-BPI-11665276 / BPE-0118A-64329-FT / LEE | Rouge | Turquoise | 1 | 11 | B2-T1-MODULE-A | 11 | Vertical
B2-T1-MODULE-A | 12 | B2-T1-MODULE-A12 | B2-T1-MODULE-A12 | PBO-SRO-BPI-11665276-005 | PBO-SRO-BPI-11665276-005 | PBO-SRO-BPI-11665276-005 |  | Bleu | Blanc | OK | OCCUPE | 2880 |  |  |  | OK | [22 empty] | SRO-BPI-11665276 | NA | 16/08/2023 10:48:34 | NUSER2765 |  | As built |  | SC-118540129 | PBO-SRO-BPI-11665276-005 | 402-PBO005 | Customer | DSP THD_64 | SFR_FTTH_ZMD_Legacy | 16T AVENUE DES PYRENEES ; 2 - 4 - 6 - 8 - 10 - 12 LOT LES BERGES DE L OUSSE ; 1 - 3 - 8 RUE LOU BILATGE 64320 OUSSE |  |  | ID-6443900000L9;ID-6443900000A1;ID-6443900000AA;ID-6443900000A8;ID-6443900000B0;ID-6443900000AW;ID-6443900000A0;ID-6443900000AH;ID-6443900000AT;ID-64439000009Y |  | 10 | AUTRES | PB Chambre | GP FTTH | FTTH | [5 empty] | PBO-SRO-BPI-11665276-005 | 12 | CHAMBRE-182-FT/HABITATION/HABITATION/HABITATION | PBO-SRO-BPI-11665276-004 / PBO-SRO-BPI-11665276-005 / OUSSE | Bleu | Blanc | 2 | 12 | SRO-BPI-11665276 / BPE-0118A-64329-FT / LEE | Rouge | Rose | 1 | 12 | B2-T1-MODULE-A | 12 | Vertical
B2-T1-MODULE-A | 13 | - | B2-T1-MODULE-B1 | PBO-SRO-BPI-11665276-004 | PBO-SRO-BPI-11665276-004 | PBO-SRO-BPI-11665276-004 |  | Vert | Rouge | OK | OK | 2782 | 2835 |  |  | OK | [22 empty] | SRO-BPI-11665276 | NA | 16/08/2023 10:48:34 | NUSER2765 |  | As built |  | SC-118540132 | PBO-SRO-BPI-11665276-004 | 402-PBO004 | Customer | DSP THD_64 | SFR_FTTH_ZMD_Legacy | 2 - 4 - 6 - 10 - 12 RUE LOU BILATGE 64320 OUSSE |  |  | ID-6443900000AX;ID-64439000009Z;ID-6443900000A4;ID-6443900000AJ;ID-6443900000AU |  | 5 | AUTRES | PB Chambre | GP FTTH | FTTH | HABITATION/HABITATION/HABITATION | TH-5110-4361 | New | Libre | 1 | PBO-SRO-BPI-11665276-004 | 1 | CHAMBRE-181-FT/HABITATION/HABITATION/HABITATION | PBO-SRO-BPI-11665276-003 / PBO-SRO-BPI-11665276-004 / OUSSE | Vert | Rouge | 3 | 13 | SRO-BPI-11665276 / BPE-0118A-64329-FT / LEE | Bleu | Rouge | 2 | 13 | B2-T1-MODULE-A | 13 | Vertical
B2-T1-MODULE-A | 14 | - | B2-T1-MODULE-B2 | PBO-SRO-BPI-11665276-004 | PBO-SRO-BPI-11665276-004 | PBO-SRO-BPI-11665276-004 |  | Vert | Bleu | OK | OK | 2783 | 2835 |  |  | OK | [22 empty] | SRO-BPI-11665276 | NA | 16/08/2023 10:48:34 | NUSER2765 |  | As built |  | SC-118540132 | PBO-SRO-BPI-11665276-004 | 402-PBO004 | Customer | DSP THD_64 | SFR_FTTH_ZMD_Legacy | 2 - 4 - 6 - 10 - 12 RUE LOU BILATGE 64320 OUSSE |  |  | ID-6443900000AX;ID-64439000009Z;ID-6443900000A4;ID-6443900000AJ;ID-6443900000AU |  | 5 | AUTRES | PB Chambre | GP FTTH | FTTH | HABITATION/HABITATION/HABITATION | TH-5110-4372 | New | Libre | 1 | PBO-SRO-BPI-11665276-004 | 2 | CHAMBRE-181-FT/HABITATION/HABITATION/HABITATION | PBO-SRO-BPI-11665276-003 / PBO-SRO-BPI-11665276-004 / OUSSE | Vert | Bleu | 3 | 14 | SRO-BPI-11665276 / BPE-0118A-64329-FT / LEE | Bleu | Bleu | 2 | 14 | B2-T1-MODULE-A | 14 | Vertical
B2-T1-MODULE-A | 15 | - | B2-T1-MODULE-B3 | PBO-SRO-BPI-11665276-004 | PBO-SRO-BPI-11665276-004 | PBO-SRO-BPI-11665276-004 |  | Vert | Vert | OK | OK | 2783 | 2835 |  |  | OK | [22 empty] | SRO-BPI-11665276 | NA | 16/08/2023 10:48:34 | NUSER2765 |  | As built |  | SC-118540132 | PBO-SRO-BPI-11665276-004 | 402-PBO004 | Customer | DSP THD_64 | SFR_FTTH_ZMD_Legacy | 2 - 4 - 6 - 10 - 12 RUE LOU BILATGE 64320 OUSSE |  |  | ID-6443900000AX;ID-64439000009Z;ID-6443900000A4;ID-6443900000AJ;ID-6443900000AU |  | 5 | AUTRES | PB Chambre | GP FTTH | FTTH | HABITATION/HABITATION/HABITATION | TH-5110-4383 | New | Libre | 1 | PBO-SRO-BPI-11665276-004 | 3 | CHAMBRE-181-FT/HABITATION/HABITATION/HABITATION | PBO-SRO-BPI-11665276-003 / PBO-SRO-BPI-11665276-004 / OUSSE | Vert | Vert | 3 | 15 | SRO-BPI-11665276 / BPE-0118A-64329-FT / LEE | Bleu | Vert | 2 | 15 | B2-T1-MODULE-A | 15 | Vertical
B2-T1-MODULE-A | 16 | - | B2-T1-MODULE-B4 | PBO-SRO-BPI-11665276-004 | PBO-SRO-BPI-11665276-004 | PBO-SRO-BPI-11665276-004 |  | Vert | Jaune | OK | OK | 2781 | 2835 |  |  | OK | [22 empty] | SRO-BPI-11665276 | NA | 16/08/2023 10:48:34 | NUSER2765 |  | As built |  | SC-118540132 | PBO-SRO-BPI-11665276-004 | 402-PBO004 | Customer | DSP THD_64 | SFR_FTTH_ZMD_Legacy | 2 - 4 - 6 - 10 - 12 RUE LOU BILATGE 64320 OUSSE |  |  | ID-6443900000AX;ID-64439000009Z;ID-6443900000A4;ID-6443900000AJ;ID-6443900000AU |  | 5 | AUTRES | PB Chambre | GP FTTH | FTTH | HABITATION/HABITATION/HABITATION | TH-5110-4394 | New | Libre | 1 | PBO-SRO-BPI-11665276-004 | 4 | CHAMBRE-181-FT/HABITATION/HABITATION/HABITATION | PBO-SRO-BPI-11665276-003 / PBO-SRO-BPI-11665276-004 / OUSSE | Vert | Jaune | 3 | 16 | SRO-BPI-11665276 / BPE-0118A-64329-FT / LEE | Bleu | Jaune | 2 | 16 | B2-T1-MODULE-A | 16 | Vertical
B2-T1-MODULE-A | 17 | - | B2-T1-MODULE-B5 | PBO-SRO-BPI-11665276-004 | PBO-SRO-BPI-11665276-004 | PBO-SRO-BPI-11665276-004 |  | Vert | Violet | OK | OK | 2783 | 2835 |  |  | OK | [22 empty] | SRO-BPI-11665276 | NA | 16/08/2023 10:48:34 | NUSER2765 |  | As built |  | SC-118540132 | PBO-SRO-BPI-11665276-004 | 402-PBO004 | Customer | DSP THD_64 | SFR_FTTH_ZMD_Legacy | 2 - 4 - 6 - 10 - 12 RUE LOU BILATGE 64320 OUSSE |  |  | ID-6443900000AX;ID-64439000009Z;ID-6443900000A4;ID-6443900000AJ;ID-6443900000AU |  | 5 | AUTRES | PB Chambre | GP FTTH | FTTH | HABITATION/HABITATION/HABITATION | TH-5110-4405 | New | Libre | 1 | PBO-SRO-BPI-11665276-004 | 5 | CHAMBRE-181-FT/HABITATION/HABITATION/HABITATION | PBO-SRO-BPI-11665276-003 / PBO-SRO-BPI-11665276-004 / OUSSE | Vert | Violet | 3 | 17 | SRO-BPI-11665276 / BPE-0118A-64329-FT / LEE | Bleu | Violet | 2 | 17 | B2-T1-MODULE-A | 17 | Vertical
B2-T1-MODULE-A | 18 | - | B2-T1-MODULE-B6 | PBO-SRO-BPI-11665276-004 | PBO-SRO-BPI-11665276-004 | PBO-SRO-BPI-11665276-004 |  | Vert | Blanc | OK | OK | 2783 | 2835 |  |  | OK | [22 empty] | SRO-BPI-11665276 | NA | 16/08/2023 10:48:34 | NUSER2765 |  | As built |  | SC-118540132 | PBO-SRO-BPI-11665276-004 | 402-PBO004 | Customer | DSP THD_64 | SFR_FTTH_ZMD_Legacy | 2 - 4 - 6 - 10 - 12 RUE LOU BILATGE 64320 OUSSE |  |  | ID-6443900000AX;ID-64439000009Z;ID-6443900000A4;ID-6443900000AJ;ID-6443900000AU |  | 5 | AUTRES | PB Chambre | GP FTTH | FTTH | [5 empty] | PBO-SRO-BPI-11665276-004 | 6 | CHAMBRE-181-FT/HABITATION/HABITATION/HABITATION | PBO-SRO-BPI-11665276-003 / PBO-SRO-BPI-11665276-004 / OUSSE | Vert | Blanc | 3 | 18 | SRO-BPI-11665276 / BPE-0118A-64329-FT / LEE | Bleu | Blanc | 2 | 18 | B2-T1-MODULE-A | 18 | Vertical
| 19 | - | - | PBO-SRO-BPI-11665276-007 | PBO-SRO-BPI-11665276-007 | PBO-SRO-BPI-11665276-007 |  | Rouge | Rouge | OK | OK | 2954 | 3007 |  |  | OK | [8 empty] | REFERENCE OK | [13 empty] | SRO-BPI-11665276 | NA | 16/08/2023 10:48:34 | NUSER2765 |  | As built | <Null> | SC-118540107 | PBO-SRO-BPI-11665276-007 | 402-PBO007 | Customer | DSP THD_64 | SFR_FTTH_ZMD_Legacy | 2 - 3 - 5 - 7 - 9 - 11 - 5B IMPASSE CLOS DE L OUSSE ; 11 - 20 RUE DES ECOLES 64320 OUSSE | 2 place tilleuls 64320 OUSSE |  | ID-6443900000AG;ID-6443900000B1;ID-64439000001Z;ID-6443900000AY;ID-6443900000LA;ID-6443900000AO;ID-6443900000B6;ID-6443900000AB;ID-6443900000AP;ID-644390000031 |  | 12 | AUTRES | PB Chambre | GP FTTH | FTTH | HABITATION/HABITATION/HABITATION | TH-5110-2502 | New | Libre | 1 | PBO-SRO-BPI-11665276-007 | 1 | CHAMBRE-145-FT/HABITATION/HABITATION/HABITATION | PBO-SRO-BPI-11665276-003 / PBO-SRO-BPI-11665276-007 / OUSSE | Rouge | Rouge | 1 | 1 | SRO-BPI-11665276 / BPE-0118A-64329-FT / LEE | Bleu | Orange | 2 | 19 | B2-T1-MODULE-A | 19 | Vertical
B2-T1-MODULE-A | 20 | - | B2-T1-MODULE-B8 | PBO-SRO-BPI-11665276-007 | PBO-SRO-BPI-11665276-007 | PBO-SRO-BPI-11665276-007 |  | Rouge | Bleu | OK | OCCUPE | 2654 |  |  |  | OK | [8 empty] | REFERENCE OK | [13 empty] | SRO-BPI-11665276 | NA | 16/08/2023 10:48:34 | NUSER2765 |  | As built | <Null> | SC-118540107 | PBO-SRO-BPI-11665276-007 | 402-PBO007 | Customer | DSP THD_64 | SFR_FTTH_ZMD_Legacy | 2 - 3 - 5 - 7 - 9 - 11 - 5B IMPASSE CLOS DE L OUSSE ; 11 - 20 RUE DES ECOLES 64320 OUSSE | 2 place tilleuls 64320 OUSSE |  | ID-6443900000AG;ID-6443900000B1;ID-64439000001Z;ID-6443900000AY;ID-6443900000LA;ID-6443900000AO;ID-6443900000B6;ID-6443900000AB;ID-6443900000AP;ID-644390000031 |  | 12 | AUTRES | PB Chambre | GP FTTH | FTTH | HABITATION/HABITATION/HABITATION | TH-5110-2513 | New | Libre | 1 | PBO-SRO-BPI-11665276-007 | 2 | CHAMBRE-145-FT/HABITATION/HABITATION/HABITATION | PBO-SRO-BPI-11665276-003 / PBO-SRO-BPI-11665276-007 / OUSSE | Rouge | Bleu | 1 | 2 | SRO-BPI-11665276 / BPE-0118A-64329-FT / LEE | Bleu | Gris | 2 | 20 | B2-T1-MODULE-A | 20 | Vertical
B2-T1-MODULE-A | 21 | - | B2-T1-MODULE-B9 | PBO-SRO-BPI-11665276-007 | PBO-SRO-BPI-11665276-007 | PBO-SRO-BPI-11665276-007 |  | Rouge | Vert | OK | OCCUPE | 2954 |  |  |  | OK | [8 empty] | REFERENCE OK | [13 empty] | SRO-BPI-11665276 | NA | 16/08/2023 10:48:34 | NUSER2765 |  | As built | <Null> | SC-118540107 | PBO-SRO-BPI-11665276-007 | 402-PBO007 | Customer | DSP THD_64 | SFR_FTTH_ZMD_Legacy | 2 - 3 - 5 - 7 - 9 - 11 - 5B IMPASSE CLOS DE L OUSSE ; 11 - 20 RUE DES ECOLES 64320 OUSSE | 2 place tilleuls 64320 OUSSE |  | ID-6443900000AG;ID-6443900000B1;ID-64439000001Z;ID-6443900000AY;ID-6443900000LA;ID-6443900000AO;ID-6443900000B6;ID-6443900000AB;ID-6443900000AP;ID-644390000031 |  | 12 | AUTRES | PB Chambre | GP FTTH | FTTH | HABITATION/HABITATION/HABITATION | TH-5110-2524 | New | Libre | 1 | PBO-SRO-BPI-11665276-007 | 3 | CHAMBRE-145-FT/HABITATION/HABITATION/HABITATION | PBO-SRO-BPI-11665276-003 / PBO-SRO-BPI-11665276-007 / OUSSE | Rouge | Vert | 1 | 3 | SRO-BPI-11665276 / BPE-0118A-64329-FT / LEE | Bleu | Marron | 2 | 21 | B2-T1-MODULE-A | 21 | Vertical
B2-T1-MODULE-A | 22 | - | B2-T1-MODULE-B10 | PBO-SRO-BPI-11665276-007 | PBO-SRO-BPI-11665276-007 | PBO-SRO-BPI-11665276-007 |  | Rouge | Jaune | OK | OK | 2954 | 3007 |  |  | OK | [8 empty] | REFERENCE OK | [13 empty] | SRO-BPI-11665276 | NA | 16/08/2023 10:48:34 | NUSER2765 |  | As built | <Null> | SC-118540107 | PBO-SRO-BPI-11665276-007 | 402-PBO007 | Customer | DSP THD_64 | SFR_FTTH_ZMD_Legacy | 2 - 3 - 5 - 7 - 9 - 11 - 5B IMPASSE CLOS DE L OUSSE ; 11 - 20 RUE DES ECOLES 64320 OUSSE | 2 place tilleuls 64320 OUSSE |  | ID-6443900000AG;ID-6443900000B1;ID-64439000001Z;ID-6443900000AY;ID-6443900000LA;ID-6443900000AO;ID-6443900000B6;ID-6443900000AB;ID-6443900000AP;ID-644390000031 |  | 12 | AUTRES | PB Chambre | GP FTTH | FTTH | HABITATION/HABITATION/HABITATION | TH-5110-2535 | New | Libre | 1 | PBO-SRO-BPI-11665276-007 | 4 | CHAMBRE-145-FT/HABITATION/HABITATION/HABITATION | PBO-SRO-BPI-11665276-003 / PBO-SRO-BPI-11665276-007 / OUSSE | Rouge | Jaune | 1 | 4 | SRO-BPI-11665276 / BPE-0118A-64329-FT / LEE | Bleu | Noir | 2 | 22 | B2-T1-MODULE-A | 22 | Vertical
B2-T1-MODULE-A | 23 | - | B2-T1-MODULE-B11 | PBO-SRO-BPI-11665276-007 | PBO-SRO-BPI-11665276-007 | PBO-SRO-BPI-11665276-007 |  | Rouge | Violet | OK | OK | 2954 | 3007 |  |  | OK | [8 empty] | REFERENCE OK | [13 empty] | SRO-BPI-11665276 | NA | 16/08/2023 10:48:34 | NUSER2765 |  | As built | <Null> | SC-118540107 | PBO-SRO-BPI-11665276-007 | 402-PBO007 | Customer | DSP THD_64 | SFR_FTTH_ZMD_Legacy | 2 - 3 - 5 - 7 - 9 - 11 - 5B IMPASSE CLOS DE L OUSSE ; 11 - 20 RUE DES ECOLES 64320 OUSSE | 2 place tilleuls 64320 OUSSE |  | ID-6443900000AG;ID-6443900000B1;ID-64439000001Z;ID-6443900000AY;ID-6443900000LA;ID-6443900000AO;ID-6443900000B6;ID-6443900000AB;ID-6443900000AP;ID-644390000031 |  | 12 | AUTRES | PB Chambre | GP FTTH | FTTH | HABITATION/HABITATION/HABITATION | TH-5110-2546 | New | Libre | 1 | PBO-SRO-BPI-11665276-007 | 5 | CHAMBRE-145-FT/HABITATION/HABITATION/HABITATION | PBO-SRO-BPI-11665276-003 / PBO-SRO-BPI-11665276-007 / OUSSE | Rouge | Violet | 1 | 5 | SRO-BPI-11665276 / BPE-0118A-64329-FT / LEE | Bleu | Turquoise | 2 | 23 | B2-T1-MODULE-A | 23 | Vertical
B2-T1-MODULE-A | 24 | - | B2-T1-MODULE-B12 | PBO-SRO-BPI-11665276-007 | PBO-SRO-BPI-11665276-007 | PBO-SRO-BPI-11665276-007 |  | Rouge | Blanc | OK | OK | 2953 | 3007 |  |  | OK | [8 empty] | REFERENCE OK | [13 empty] | SRO-BPI-11665276 | NA | 16/08/2023 10:48:34 | NUSER2765 |  | As built | <Null> | SC-118540107 | PBO-SRO-BPI-11665276-007 | 402-PBO007 | Customer | DSP THD_64 | SFR_FTTH_ZMD_Legacy | 2 - 3 - 5 - 7 - 9 - 11 - 5B IMPASSE CLOS DE L OUSSE ; 11 - 20 RUE DES ECOLES 64320 OUSSE | 2 place tilleuls 64320 OUSSE |  | ID-6443900000AG;ID-6443900000B1;ID-64439000001Z;ID-6443900000AY;ID-6443900000LA;ID-6443900000AO;ID-6443900000B6;ID-6443900000AB;ID-6443900000AP;ID-644390000031 |  | 12 | AUTRES | PB Chambre | GP FTTH | FTTH | HABITATION/HABITATION/HABITATION | TH-5110-2557 | New | Libre | 1 | PBO-SRO-BPI-11665276-007 | 6 | CHAMBRE-145-FT/HABITATION/HABITATION/HABITATION | PBO-SRO-BPI-11665276-003 / PBO-SRO-BPI-11665276-007 / OUSSE | Rouge | Blanc | 1 | 6 | SRO-BPI-11665276 / BPE-0118A-64329-FT / LEE | Bleu | Rose | 2 | 24 | B2-T1-MODULE-A | 24 | Vertical
B2-T1-MODULE-B | 1 | B2-T1-MODULE-A13 | B2-T1-MODULE-C1 | PBO-SRO-BPI-11665276-007 | PBO-SRO-BPI-11665276-007 | PBO-SRO-BPI-11665276-007 |  | Bleu | Rouge | OK | OK | 2954 | 3007 |  |  | OK | [8 empty] | REFERENCE OK | [13 empty] | SRO-BPI-11665276 | NA | 16/08/2023 10:48:34 | NUSER2765 |  | As built | <Null> | SC-118540107 | PBO-SRO-BPI-11665276-007 | 402-PBO007 | Customer | DSP THD_64 | SFR_FTTH_ZMD_Legacy | 2 - 3 - 5 - 7 - 9 - 11 - 5B IMPASSE CLOS DE L OUSSE ; 11 - 20 RUE DES ECOLES 64320 OUSSE | 2 place tilleuls 64320 OUSSE |  | ID-6443900000AG;ID-6443900000B1;ID-64439000001Z;ID-6443900000AY;ID-6443900000LA;ID-6443900000AO;ID-6443900000B6;ID-6443900000AB;ID-6443900000AP;ID-644390000031 |  | 12 | AUTRES | PB Chambre | GP FTTH | FTTH | HABITATION/HABITATION/HABITATION | TH-5110-2568 | New | Libre | 1 | PBO-SRO-BPI-11665276-007 | 7 | CHAMBRE-145-FT/HABITATION/HABITATION/HABITATION | PBO-SRO-BPI-11665276-003 / PBO-SRO-BPI-11665276-007 / OUSSE | Bleu | Rouge | 2 | 7 | SRO-BPI-11665276 / BPE-0118A-64329-FT / LEE | Vert | Rouge | 3 | 25 | B2-T1-MODULE-B | 1 | Vertical
B2-T1-MODULE-B | 2 | B2-T1-MODULE-A14 | B2-T1-MODULE-C2 | PBO-SRO-BPI-11665276-007 | PBO-SRO-BPI-11665276-007 | PBO-SRO-BPI-11665276-007 |  | Bleu | Bleu | OK | OK | 2954 | 3007 |  |  | OK | [8 empty] | REFERENCE OK | [13 empty] | SRO-BPI-11665276 | NA | 16/08/2023 10:48:34 | NUSER2765 |  | As built | <Null> | SC-118540107 | PBO-SRO-BPI-11665276-007 | 402-PBO007 | Customer | DSP THD_64 | SFR_FTTH_ZMD_Legacy | 2 - 3 - 5 - 7 - 9 - 11 - 5B IMPASSE CLOS DE L OUSSE ; 11 - 20 RUE DES ECOLES 64320 OUSSE | 2 place tilleuls 64320 OUSSE |  | ID-6443900000AG;ID-6443900000B1;ID-64439000001Z;ID-6443900000AY;ID-6443900000LA;ID-6443900000AO;ID-6443900000B6;ID-6443900000AB;ID-6443900000AP;ID-644390000031 |  | 12 | AUTRES | PB Chambre | GP FTTH | FTTH | HABITATION/HABITATION/HABITATION | TH-5110-2579 | New | Libre | 1 | PBO-SRO-BPI-11665276-007 | 8 | CHAMBRE-145-FT/HABITATION/HABITATION/HABITATION | PBO-SRO-BPI-11665276-003 / PBO-SRO-BPI-11665276-007 / OUSSE | Bleu | Bleu | 2 | 8 | SRO-BPI-11665276 / BPE-0118A-64329-FT / LEE | Vert | Bleu | 3 | 26 | B2-T1-MODULE-B | 2 | Vertical
B2-T1-MODULE-B | 3 | B2-T1-MODULE-A15 | B2-T1-MODULE-C3 | PBO-SRO-BPI-11665276-007 | PBO-SRO-BPI-11665276-007 | PBO-SRO-BPI-11665276-007 |  | Bleu | Vert | OK | OK | 2954 | 3007 |  |  | OK | [8 empty] | REFERENCE OK | [13 empty] | SRO-BPI-11665276 | NA | 16/08/2023 10:48:34 | NUSER2765 |  | As built | <Null> | SC-118540107 | PBO-SRO-BPI-11665276-007 | 402-PBO007 | Customer | DSP THD_64 | SFR_FTTH_ZMD_Legacy | 2 - 3 - 5 - 7 - 9 - 11 - 5B IMPASSE CLOS DE L OUSSE ; 11 - 20 RUE DES ECOLES 64320 OUSSE | 2 place tilleuls 64320 OUSSE |  | ID-6443900000AG;ID-6443900000B1;ID-64439000001Z;ID-6443900000AY;ID-6443900000LA;ID-6443900000AO;ID-6443900000B6;ID-6443900000AB;ID-6443900000AP;ID-644390000031 |  | 12 | AUTRES | PB Chambre | GP FTTH | FTTH | HABITATION/HABITATION/HABITATION | TH-5110-2590 | New | Libre | 1 | PBO-SRO-BPI-11665276-007 | 9 | CHAMBRE-145-FT/HABITATION/HABITATION/HABITATION | PBO-SRO-BPI-11665276-003 / PBO-SRO-BPI-11665276-007 / OUSSE | Bleu | Vert | 2 | 9 | SRO-BPI-11665276 / BPE-0118A-64329-FT / LEE | Vert | Vert | 3 | 27 | B2-T1-MODULE-B | 3 | Vertical
B2-T1-MODULE-B | 4 | B2-T1-MODULE-A16 | B2-T1-MODULE-C4 | PBO-SRO-BPI-11665276-007 | PBO-SRO-BPI-11665276-007 | PBO-SRO-BPI-11665276-007 |  | Bleu | Jaune | OK | OK | 2953 | 3007 |  |  | OK | [8 empty] | REFERENCE OK | [13 empty] | SRO-BPI-11665276 | NA | 16/08/2023 10:48:34 | NUSER2765 |  | As built | <Null> | SC-118540107 | PBO-SRO-BPI-11665276-007 | 402-PBO007 | Customer | DSP THD_64 | SFR_FTTH_ZMD_Legacy | 2 - 3 - 5 - 7 - 9 - 11 - 5B IMPASSE CLOS DE L OUSSE ; 11 - 20 RUE DES ECOLES 64320 OUSSE | 2 place tilleuls 64320 OUSSE |  | ID-6443900000AG;ID-6443900000B1;ID-64439000001Z;ID-6443900000AY;ID-6443900000LA;ID-6443900000AO;ID-6443900000B6;ID-6443900000AB;ID-6443900000AP;ID-644390000031 |  | 12 | AUTRES | PB Chambre | GP FTTH | FTTH | HABITATION/HABITATION/HABITATION | TH-5110-2601 | New | Libre | 1 | PBO-SRO-BPI-11665276-007 | 10 | CHAMBRE-145-FT/HABITATION/HABITATION/HABITATION | PBO-SRO-BPI-11665276-003 / PBO-SRO-BPI-11665276-007 / OUSSE | Bleu | Jaune | 2 | 10 | SRO-BPI-11665276 / BPE-0118A-64329-FT / LEE | Vert | Jaune | 3 | 28 | B2-T1-MODULE-B | 4 | Vertical
B2-T1-MODULE-B | 5 | B2-T1-MODULE-A17 | B2-T1-MODULE-C5 | PBO-SRO-BPI-11665276-007 | PBO-SRO-BPI-11665276-007 | PBO-SRO-BPI-11665276-007 |  | Bleu | Violet | OK | OCCUPE | 2957 |  |  |  | OK | [8 empty] | REFERENCE OK | [13 empty] | SRO-BPI-11665276 | NA | 16/08/2023 10:48:34 | NUSER2765 |  | As built | <Null> | SC-118540107 | PBO-SRO-BPI-11665276-007 | 402-PBO007 | Customer | DSP THD_64 | SFR_FTTH_ZMD_Legacy | 2 - 3 - 5 - 7 - 9 - 11 - 5B IMPASSE CLOS DE L OUSSE ; 11 - 20 RUE DES ECOLES 64320 OUSSE | 2 place tilleuls 64320 OUSSE |  | ID-6443900000AG;ID-6443900000B1;ID-64439000001Z;ID-6443900000AY;ID-6443900000LA;ID-6443900000AO;ID-6443900000B6;ID-6443900000AB;ID-6443900000AP;ID-644390000031 |  | 12 | AUTRES | PB Chambre | GP FTTH | FTTH | HABITATION/HABITATION/HABITATION | TH-7434-2290 | New | Libre | 1 | PBO-SRO-BPI-11665276-007 | 11 | CHAMBRE-145-FT/HABITATION/HABITATION/HABITATION | PBO-SRO-BPI-11665276-003 / PBO-SRO-BPI-11665276-007 / OUSSE | Bleu | Violet | 2 | 11 | SRO-BPI-11665276 / BPE-0118A-64329-FT / LEE | Vert | Violet | 3 | 29 | B2-T1-MODULE-B | 5 | Vertical
B2-T1-MODULE-B | 6 | B2-T1-MODULE-A18 | B2-T1-MODULE-C6 | PBO-SRO-BPI-11665276-007 | PBO-SRO-BPI-11665276-007 | PBO-SRO-BPI-11665276-007 |  | Bleu | Blanc | OK | OCCUPE | 2954 |  |  |  | OK | [8 empty] | REFERENCE OK | [13 empty] | SRO-BPI-11665276 | NA | 16/08/2023 10:48:34 | NUSER2765 |  | As built | <Null> | SC-118540107 | PBO-SRO-BPI-11665276-007 | 402-PBO007 | Customer | DSP THD_64 | SFR_FTTH_ZMD_Legacy | 2 - 3 - 5 - 7 - 9 - 11 - 5B IMPASSE CLOS DE L OUSSE ; 11 - 20 RUE DES ECOLES 64320 OUSSE | 2 place tilleuls 64320 OUSSE |  | ID-6443900000AG;ID-6443900000B1;ID-64439000001Z;ID-6443900000AY;ID-6443900000LA;ID-6443900000AO;ID-6443900000B6;ID-6443900000AB;ID-6443900000AP;ID-644390000031 |  | 12 | AUTRES | PB Chambre | GP FTTH | FTTH | HABITATION/HABITATION/HABITATION | TH-7445-0090 | Proposed | Reserve | 1 | PBO-SRO-BPI-11665276-007 | 12 | CHAMBRE-145-FT/HABITATION/HABITATION/HABITATION | PBO-SRO-BPI-11665276-003 / PBO-SRO-BPI-11665276-007 / OUSSE | Bleu | Blanc | 2 | 12 | SRO-BPI-11665276 / BPE-0118A-64329-FT / LEE | Vert | Blanc | 3 | 30 | B2-T1-MODULE-B | 6 | Vertical
B2-T1-MODULE-B | 7 | B2-T1-MODULE-A19 | B2-T1-MODULE-C7 | PBO-SRO-BPI-11665276-003 | PBO-SRO-BPI-11665276-003 | PBO-SRO-BPI-11665276-003 |  | Blanc | Rouge | OK | OCCUPE | 2707 |  |  |  | OK | [8 empty] | REFERENCE OK | [13 empty] | SRO-BPI-11665276 | NA | 16/08/2023 10:48:34 | NUSER2765 |  | As built |  | SC-118540128 | PBO-SRO-BPI-11665276-003 | 402-PBO003 | Customer | DSP THD_64 | SFR_FTTH_ZMD_Legacy | 4 - 6 - 9 - 14 - 16 - 18 RUE DES ECOLES 64320 OUSSE |  |  | ID-6443900000AZ;ID-6443900000B2;ID-6443900000AR;ID-6443900000AQ;ID-6443900000AE;ID-6443900000B8 |  | 6 | AUTRES | PB Chambre | GP FTTH | FTTH | HABITATION/HABITATION/HABITATION | TH-5110-4064 | New | Libre | 1 | PBO-SRO-BPI-11665276-003 | 1 | CHAMBRE-180-FT/HABITATION/HABITATION/HABITATION | PBO-SRO-BPI-11665276-002 / PBO-SRO-BPI-11665276-003 / OUSSE | Blanc | Rouge | 6 | 31 | SRO-BPI-11665276 / BPE-0118A-64329-FT / LEE | Vert | Orange | 3 | 31 | B2-T1-MODULE-B | 7 | Vertical
B2-T1-MODULE-B | 8 | B2-T1-MODULE-A20 | B2-T1-MODULE-C8 | PBO-SRO-BPI-11665276-003 | PBO-SRO-BPI-11665276-003 | PBO-SRO-BPI-11665276-003 |  | Blanc | Bleu | NOK | OK | 2633 | 2760 |  |  | NOK | [8 empty] | REFERENCE OK, METRE 2 635 m |  | 3: 402-PBO002 | SRO-BPI-11665276 | NA | 16/08/2023 10:48:34 | NUSER2765 |  | As built |  | SC-118540128 | PBO-SRO-BPI-11665276-003 | 402-PBO003 | Customer | DSP THD_64 | SFR_FTTH_ZMD_Legacy | 4 - 6 - 9 - 14 - 16 - 18 RUE DES ECOLES 64320 OUSSE |  |  | ID-6443900000AZ;ID-6443900000B2;ID-6443900000AR;ID-6443900000AQ;ID-6443900000AE;ID-6443900000B8 |  | 6 | AUTRES | PB Chambre | GP FTTH | FTTH | HABITATION/HABITATION/HABITATION | TH-5110-4075 | New | Libre | 1 | PBO-SRO-BPI-11665276-003 | 2 | CHAMBRE-180-FT/HABITATION/HABITATION/HABITATION | PBO-SRO-BPI-11665276-002 / PBO-SRO-BPI-11665276-003 / OUSSE | Blanc | Bleu | 6 | 32 | SRO-BPI-11665276 / BPE-0118A-64329-FT / LEE | Vert | Gris | 3 | 32 | B2-T1-MODULE-B | 8 | Vertical
B2-T1-MODULE-B | 9 | B2-T1-MODULE-A21 | B2-T1-MODULE-C9 | PBO-SRO-BPI-11665276-003 | PBO-SRO-BPI-11665276-003 | PBO-SRO-BPI-11665276-003 |  | Blanc | Vert | OK | OK | 2705 | 2760 |  |  | OK | [8 empty] | REFERENCE OK | [13 empty] | SRO-BPI-11665276 | NA | 16/08/2023 10:48:34 | NUSER2765 |  | As built |  | SC-118540128 | PBO-SRO-BPI-11665276-003 | 402-PBO003 | Customer | DSP THD_64 | SFR_FTTH_ZMD_Legacy | 4 - 6 - 9 - 14 - 16 - 18 RUE DES ECOLES 64320 OUSSE |  |  | ID-6443900000AZ;ID-6443900000B2;ID-6443900000AR;ID-6443900000AQ;ID-6443900000AE;ID-6443900000B8 |  | 6 | AUTRES | PB Chambre | GP FTTH | FTTH | HABITATION/HABITATION/HABITATION | TH-5110-4086 | New | Libre | 1 | PBO-SRO-BPI-11665276-003 | 3 | CHAMBRE-180-FT/HABITATION/HABITATION/HABITATION | PBO-SRO-BPI-11665276-002 / PBO-SRO-BPI-11665276-003 / OUSSE | Blanc | Vert | 6 | 33 | SRO-BPI-11665276 / BPE-0118A-64329-FT / LEE | Vert | Marron | 3 | 33 | B2-T1-MODULE-B | 9 | Vertical
B2-T1-MODULE-B | 10 | B2-T1-MODULE-A22 | B2-T1-MODULE-C10 | PBO-SRO-BPI-11665276-003 | PBO-SRO-BPI-11665276-003 | PBO-SRO-BPI-11665276-003 |  | Blanc | Jaune | NOK | OK | 2632 | 2760 |  |  | NOK | [8 empty] | REFERENCE OK, METRE 2 635 m |  | 3: 402-PBO002 | SRO-BPI-11665276 | NA | 16/08/2023 10:48:34 | NUSER2765 |  | As built |  | SC-118540128 | PBO-SRO-BPI-11665276-003 | 402-PBO003 | Customer | DSP THD_64 | SFR_FTTH_ZMD_Legacy | 4 - 6 - 9 - 14 - 16 - 18 RUE DES ECOLES 64320 OUSSE |  |  | ID-6443900000AZ;ID-6443900000B2;ID-6443900000AR;ID-6443900000AQ;ID-6443900000AE;ID-6443900000B8 |  | 6 | AUTRES | PB Chambre | GP FTTH | FTTH | HABITATION/HABITATION/HABITATION | TH-5110-4097 | New | Libre | 1 | PBO-SRO-BPI-11665276-003 | 4 | CHAMBRE-180-FT/HABITATION/HABITATION/HABITATION | PBO-SRO-BPI-11665276-002 / PBO-SRO-BPI-11665276-003 / OUSSE | Blanc | Jaune | 6 | 34 | SRO-BPI-11665276 / BPE-0118A-64329-FT / LEE | Vert | Noir | 3 | 34 | B2-T1-MODULE-B | 10 | Vertical
B2-T1-MODULE-B | 11 | B2-T1-MODULE-A23 | B2-T1-MODULE-C11 | PBO-SRO-BPI-11665276-003 | PBO-SRO-BPI-11665276-003 | PBO-SRO-BPI-11665276-003 |  | Blanc | Violet | OK | OK | 2707 | 2760 |  |  | OK | [8 empty] | REFERENCE OK | [13 empty] | SRO-BPI-11665276 | NA | 16/08/2023 10:48:34 | NUSER2765 |  | As built |  | SC-118540128 | PBO-SRO-BPI-11665276-003 | 402-PBO003 | Customer | DSP THD_64 | SFR_FTTH_ZMD_Legacy | 4 - 6 - 9 - 14 - 16 - 18 RUE DES ECOLES 64320 OUSSE |  |  | ID-6443900000AZ;ID-6443900000B2;ID-6443900000AR;ID-6443900000AQ;ID-6443900000AE;ID-6443900000B8 |  | 6 | AUTRES | PB Chambre | GP FTTH | FTTH | HABITATION/HABITATION/HABITATION | TH-5110-4108 | New | Libre | 1 | PBO-SRO-BPI-11665276-003 | 5 | CHAMBRE-180-FT/HABITATION/HABITATION/HABITATION | PBO-SRO-BPI-11665276-002 / PBO-SRO-BPI-11665276-003 / OUSSE | Blanc | Violet | 6 | 35 | SRO-BPI-11665276 / BPE-0118A-64329-FT / LEE | Vert | Turquoise | 3 | 35 | B2-T1-MODULE-B | 11 | Vertical
B2-T1-MODULE-B | 12 | B2-T1-MODULE-A24 | B2-T1-MODULE-C12 | PBO-SRO-BPI-11665276-003 | PBO-SRO-BPI-11665276-003 | PBO-SRO-BPI-11665276-003 |  | Blanc | Blanc | NOK | OK | 2631 | 2760 |  |  | NOK | [8 empty] | REFERENCE OK, METRE 2 635 m |  | 3: 402-PBO002 | SRO-BPI-11665276 | NA | 16/08/2023 10:48:34 | NUSER2765 |  | As built |  | SC-118540128 | PBO-SRO-BPI-11665276-003 | 402-PBO003 | Customer | DSP THD_64 | SFR_FTTH_ZMD_Legacy | 4 - 6 - 9 - 14 - 16 - 18 RUE DES ECOLES 64320 OUSSE |  |  | ID-6443900000AZ;ID-6443900000B2;ID-6443900000AR;ID-6443900000AQ;ID-6443900000AE;ID-6443900000B8 |  | 6 | AUTRES | PB Chambre | GP FTTH | FTTH | HABITATION/HABITATION/HABITATION | TH-5110-4119 | New | Libre | 1 | PBO-SRO-BPI-11665276-003 | 6 | CHAMBRE-180-FT/HABITATION/HABITATION/HABITATION | PBO-SRO-BPI-11665276-002 / PBO-SRO-BPI-11665276-003 / OUSSE | Blanc | Blanc | 6 | 36 | SRO-BPI-11665276 / BPE-0118A-64329-FT / LEE | Vert | Rose | 3 | 36 | B2-T1-MODULE-B | 12 | Vertical
B2-T1-MODULE-B | 13 | - | B2-T1-MODULE-D1 | PBO-SRO-BPI-11665276-003 | PBO-SRO-BPI-11665276-003 | PBO-SRO-BPI-11665276-003 |  | Orange | Rouge | OK | OK | 2707 | 2760 |  |  | OK | [8 empty] | REFERENCE OK | [13 empty] | SRO-BPI-11665276 | NA | 16/08/2023 10:48:34 | NUSER2765 |  | As built |  | SC-118540128 | PBO-SRO-BPI-11665276-003 | 402-PBO003 | Customer | DSP THD_64 | SFR_FTTH_ZMD_Legacy | 4 - 6 - 9 - 14 - 16 - 18 RUE DES ECOLES 64320 OUSSE |  |  | ID-6443900000AZ;ID-6443900000B2;ID-6443900000AR;ID-6443900000AQ;ID-6443900000AE;ID-6443900000B8 |  | 6 | AUTRES | PB Chambre | GP FTTH | FTTH | [5 empty] | PBO-SRO-BPI-11665276-003 | 7 | CHAMBRE-180-FT/HABITATION/HABITATION/HABITATION | PBO-SRO-BPI-11665276-002 / PBO-SRO-BPI-11665276-003 / OUSSE | Orange | Rouge | 7 | 37 | SRO-BPI-11665276 / BPE-0118A-64329-FT / LEE | Jaune | Rouge | 4 | 37 | B2-T1-MODULE-B | 13 | Vertical
B2-T1-MODULE-B | 14 | - | B2-T1-MODULE-D2 | PBO-SRO-BPI-11665276-003 | PBO-SRO-BPI-11665276-003 | PBO-SRO-BPI-11665276-003 |  | Orange | Bleu | OK | OCCUPE | 2707 |  |  |  | OK | [8 empty] | REFERENCE OK | [13 empty] | SRO-BPI-11665276 | NA | 16/08/2023 10:48:34 | NUSER2765 |  | As built |  | SC-118540128 | PBO-SRO-BPI-11665276-003 | 402-PBO003 | Customer | DSP THD_64 | SFR_FTTH_ZMD_Legacy | 4 - 6 - 9 - 14 - 16 - 18 RUE DES ECOLES 64320 OUSSE |  |  | ID-6443900000AZ;ID-6443900000B2;ID-6443900000AR;ID-6443900000AQ;ID-6443900000AE;ID-6443900000B8 |  | 6 | AUTRES | PB Chambre | GP FTTH | FTTH | [5 empty] | PBO-SRO-BPI-11665276-003 | 8 | CHAMBRE-180-FT/HABITATION/HABITATION/HABITATION | PBO-SRO-BPI-11665276-002 / PBO-SRO-BPI-11665276-003 / OUSSE | Orange | Bleu | 7 | 38 | SRO-BPI-11665276 / BPE-0118A-64329-FT / LEE | Jaune | Bleu | 4 | 38 | B2-T1-MODULE-B | 14 | Vertical
B2-T1-MODULE-B | 15 | - | B2-T1-MODULE-D3 | PBO-SRO-BPI-11665276-003 | PBO-SRO-BPI-11665276-003 | PBO-SRO-BPI-11665276-003 |  | Orange | Vert | OK | OK | 2707 | 2760 |  |  | OK | [8 empty] | REFERENCE OK | [13 empty] | SRO-BPI-11665276 | NA | 16/08/2023 10:48:34 | NUSER2765 |  | As built |  | SC-118540128 | PBO-SRO-BPI-11665276-003 | 402-PBO003 | Customer | DSP THD_64 | SFR_FTTH_ZMD_Legacy | 4 - 6 - 9 - 14 - 16 - 18 RUE DES ECOLES 64320 OUSSE |  |  | ID-6443900000AZ;ID-6443900000B2;ID-6443900000AR;ID-6443900000AQ;ID-6443900000AE;ID-6443900000B8 |  | 6 | AUTRES | PB Chambre | GP FTTH | FTTH | [5 empty] | PBO-SRO-BPI-11665276-003 | 9 | CHAMBRE-180-FT/HABITATION/HABITATION/HABITATION | PBO-SRO-BPI-11665276-002 / PBO-SRO-BPI-11665276-003 / OUSSE | Orange | Vert | 7 | 39 | SRO-BPI-11665276 / BPE-0118A-64329-FT / LEE | Jaune | Vert | 4 | 39 | B2-T1-MODULE-B | 15 | Vertical
B2-T1-MODULE-B | 16 | - | B2-T1-MODULE-D4 | PBO-SRO-BPI-11665276-003 | PBO-SRO-BPI-11665276-003 | PBO-SRO-BPI-11665276-003 |  | Orange | Jaune | OK | OK | 2707 | 2760 |  |  | OK | [8 empty] | REFERENCE OK | [13 empty] | SRO-BPI-11665276 | NA | 16/08/2023 10:48:34 | NUSER2765 |  | As built |  | SC-118540128 | PBO-SRO-BPI-11665276-003 | 402-PBO003 | Customer | DSP THD_64 | SFR_FTTH_ZMD_Legacy | 4 - 6 - 9 - 14 - 16 - 18 RUE DES ECOLES 64320 OUSSE |  |  | ID-6443900000AZ;ID-6443900000B2;ID-6443900000AR;ID-6443900000AQ;ID-6443900000AE;ID-6443900000B8 |  | 6 | AUTRES | PB Chambre | GP FTTH | FTTH | [5 empty] | PBO-SRO-BPI-11665276-003 | 10 | CHAMBRE-180-FT/HABITATION/HABITATION/HABITATION | PBO-SRO-BPI-11665276-002 / PBO-SRO-BPI-11665276-003 / OUSSE | Orange | Jaune | 7 | 40 | SRO-BPI-11665276 / BPE-0118A-64329-FT / LEE | Jaune | Jaune | 4 | 40 | B2-T1-MODULE-B | 16 | Vertical
B2-T1-MODULE-B | 17 | - | B2-T1-MODULE-D5 | PBO-SRO-BPI-11665276-003 | PBO-SRO-BPI-11665276-003 | PBO-SRO-BPI-11665276-003 |  | Orange | Violet | OK | OK | 2707 | 2760 |  |  | OK | [8 empty] | REFERENCE OK | [13 empty] | SRO-BPI-11665276 | NA | 16/08/2023 10:48:34 | NUSER2765 |  | As built |  | SC-118540128 | PBO-SRO-BPI-11665276-003 | 402-PBO003 | Customer | DSP THD_64 | SFR_FTTH_ZMD_Legacy | 4 - 6 - 9 - 14 - 16 - 18 RUE DES ECOLES 64320 OUSSE |  |  | ID-6443900000AZ;ID-6443900000B2;ID-6443900000AR;ID-6443900000AQ;ID-6443900000AE;ID-6443900000B8 |  | 6 | AUTRES | PB Chambre | GP FTTH | FTTH | [5 empty] | PBO-SRO-BPI-11665276-003 | 11 | CHAMBRE-180-FT/HABITATION/HABITATION/HABITATION | PBO-SRO-BPI-11665276-002 / PBO-SRO-BPI-11665276-003 / OUSSE | Orange | Violet | 7 | 41 | SRO-BPI-11665276 / BPE-0118A-64329-FT / LEE | Jaune | Violet | 4 | 41 | B2-T1-MODULE-B | 17 | Vertical
B2-T1-MODULE-B | 18 | - | B2-T1-MODULE-D6 | PBO-SRO-BPI-11665276-003 | PBO-SRO-BPI-11665276-003 | PBO-SRO-BPI-11665276-003 |  | Orange | Blanc | NOK | OK | 2707 | 2760 |  |  | OK | [8 empty] | REFERENCE OK |  | 1: BPE-0084-FT | SRO-BPI-11665276 | NA | 16/08/2023 10:48:34 | NUSER2765 |  | As built |  | SC-118540128 | PBO-SRO-BPI-11665276-003 | 402-PBO003 | Customer | DSP THD_64 | SFR_FTTH_ZMD_Legacy | 4 - 6 - 9 - 14 - 16 - 18 RUE DES ECOLES 64320 OUSSE |  |  | ID-6443900000AZ;ID-6443900000B2;ID-6443900000AR;ID-6443900000AQ;ID-6443900000AE;ID-6443900000B8 |  | 6 | AUTRES | PB Chambre | GP FTTH | FTTH | [5 empty] | PBO-SRO-BPI-11665276-003 | 12 | CHAMBRE-180-FT/HABITATION/HABITATION/HABITATION | PBO-SRO-BPI-11665276-002 / PBO-SRO-BPI-11665276-003 / OUSSE | Orange | Blanc | 7 | 42 | SRO-BPI-11665276 / BPE-0118A-64329-FT / LEE | Jaune | Blanc | 4 | 42 | B2-T1-MODULE-B | 18 | Vertical
B2-T1-MODULE-B | 19 | - | B2-T1-MODULE-D7 | PBO-SRO-BPI-11665276-002 | PBO-SRO-BPI-11665276-002 | PBO-SRO-BPI-11665276-002 |  | Gris | Rouge | OCCUPE | OCCUPE |  |  | orange |  | OCCUPE | [8 empty] | REFERENCE OK | [13 empty] | SRO-BPI-11665276 | NA | 16/08/2023 10:48:34 | NUSER2765 |  | As built |  | SC-118540127 | PBO-SRO-BPI-11665276-002 | 402-PBO002 | Customer | DSP THD_64 | SFR_FTTH_ZMD_Legacy | 0 - 3 - 5 - 6 - 7 AVENUE DES MOULINS ; 1 - 2 - 3 - 5 - 7 RUE DES ECOLES 64320 OUSSE |  |  | ID-6443900000A2;ID-6443900000AC;ID-6443900000AD;ID-6443900000B3;ID-6443900000A3;ID-6443900000BA;ID-6443900000AK;ID-6443900000AV;ID-6443900000A7;ID-6443900000B9 |  | 10 | AUTRES | PB Chambre | GP FTTH | FTTH | HABITATION/HABITATION/HABITATION | TH-5110-3954 | As built | Mutualise | 1 | PBO-SRO-BPI-11665276-002 | 1 | CHAMBRE-179-FT/HABITATION/HABITATION/HABITATION | PBO-SRO-BPI-11665276-014 / PBO-SRO-BPI-11665276-002 / OUSSE | Gris | Rouge | 8 | 43 | SRO-BPI-11665276 / BPE-0118A-64329-FT / LEE | Jaune | Orange | 4 | 43 | B2-T1-MODULE-B | 19 | Vertical | Mutualise - TH51103954 | Pigtail | As built
B2-T1-MODULE-B | 20 | - | B2-T1-MODULE-D8 | PBO-SRO-BPI-11665276-002 | PBO-SRO-BPI-11665276-002 | PBO-SRO-BPI-11665276-002 |  | Gris | Bleu | OCCUPE | OK |  | 2683 | bleu |  | OCCUPE | [8 empty] | REFERENCE OK | [13 empty] | SRO-BPI-11665276 | NA | 16/08/2023 10:48:34 | NUSER2765 |  | As built |  | SC-118540127 | PBO-SRO-BPI-11665276-002 | 402-PBO002 | Customer | DSP THD_64 | SFR_FTTH_ZMD_Legacy | 0 - 3 - 5 - 6 - 7 AVENUE DES MOULINS ; 1 - 2 - 3 - 5 - 7 RUE DES ECOLES 64320 OUSSE |  |  | ID-6443900000A2;ID-6443900000AC;ID-6443900000AD;ID-6443900000B3;ID-6443900000A3;ID-6443900000BA;ID-6443900000AK;ID-6443900000AV;ID-6443900000A7;ID-6443900000B9 |  | 10 | AUTRES | PB Chambre | GP FTTH | FTTH | HABITATION/HABITATION/HABITATION | TH-5110-3965 | As built | Utilise | 1 | PBO-SRO-BPI-11665276-002 | 2 | CHAMBRE-179-FT/HABITATION/HABITATION/HABITATION | PBO-SRO-BPI-11665276-014 / PBO-SRO-BPI-11665276-002 / OUSSE | Gris | Bleu | 8 | 44 | SRO-BPI-11665276 / BPE-0118A-64329-FT / LEE | Jaune | Gris | 4 | 44 | B2-T1-MODULE-B | 20 | Vertical | TH51103965 | Jumper | As built | Utilise | B1-T2-SPL-1*64-03-OUT | 31 | Horizontal | SPL-1*64-03 | OptSplitter |  | 31 | 1x64 | [5 empty] | PIG9648553 | Pigtail | B2-T6-MODULE-TRANSPORT-A | 3 | Indetermine | BPE_0011-SFR / SRO-BPI-11665276 / LEE | Rouge | Vert | 1 | 3
B2-T1-MODULE-B | 21 | - | B2-T1-MODULE-D9 | PBO-SRO-BPI-11665276-002 | PBO-SRO-BPI-11665276-002 | PBO-SRO-BPI-11665276-002 |  | Gris | Vert | OK | OK | 2630 | 2683 |  |  | OK | [8 empty] | REFERENCE OK | [13 empty] | SRO-BPI-11665276 | NA | 16/08/2023 10:48:34 | NUSER2765 |  | As built |  | SC-118540127 | PBO-SRO-BPI-11665276-002 | 402-PBO002 | Customer | DSP THD_64 | SFR_FTTH_ZMD_Legacy | 0 - 3 - 5 - 6 - 7 AVENUE DES MOULINS ; 1 - 2 - 3 - 5 - 7 RUE DES ECOLES 64320 OUSSE |  |  | ID-6443900000A2;ID-6443900000AC;ID-6443900000AD;ID-6443900000B3;ID-6443900000A3;ID-6443900000BA;ID-6443900000AK;ID-6443900000AV;ID-6443900000A7;ID-6443900000B9 |  | 10 | AUTRES | PB Chambre | GP FTTH | FTTH | HABITATION/HABITATION/HABITATION | TH-5110-3976 | As built | Utilise | 1 | PBO-SRO-BPI-11665276-002 | 3 | CHAMBRE-179-FT/HABITATION/HABITATION/HABITATION | PBO-SRO-BPI-11665276-014 / PBO-SRO-BPI-11665276-002 / OUSSE | Gris | Vert | 8 | 45 | SRO-BPI-11665276 / BPE-0118A-64329-FT / LEE | Jaune | Marron | 4 | 45 | B2-T1-MODULE-B | 21 | Vertical | TH51103976 | Jumper | As built | Utilise | B1-T2-SPL-1*64-03-OUT | 39 | Horizontal | SPL-1*64-03 | OptSplitter |  | 39 | 1x64 | [5 empty] | PIG9648553 | Pigtail | B2-T6-MODULE-TRANSPORT-A | 3 | Indetermine | BPE_0011-SFR / SRO-BPI-11665276 / LEE | Rouge | Vert | 1 | 3
B2-T1-MODULE-B | 22 | - | B2-T1-MODULE-D10 | PBO-SRO-BPI-11665276-002 | PBO-SRO-BPI-11665276-002 | PBO-SRO-BPI-11665276-002 |  | Gris | Jaune | OK | OK | 2630 | 2683 |  |  | OK | [8 empty] | REFERENCE OK | [13 empty] | SRO-BPI-11665276 | NA | 16/08/2023 10:48:34 | NUSER2765 |  | As built |  | SC-118540127 | PBO-SRO-BPI-11665276-002 | 402-PBO002 | Customer | DSP THD_64 | SFR_FTTH_ZMD_Legacy | 0 - 3 - 5 - 6 - 7 AVENUE DES MOULINS ; 1 - 2 - 3 - 5 - 7 RUE DES ECOLES 64320 OUSSE |  |  | ID-6443900000A2;ID-6443900000AC;ID-6443900000AD;ID-6443900000B3;ID-6443900000A3;ID-6443900000BA;ID-6443900000AK;ID-6443900000AV;ID-6443900000A7;ID-6443900000B9 |  | 10 | AUTRES | PB Chambre | GP FTTH | FTTH | HABITATION/HABITATION/HABITATION | TH-5110-3987 | New | Libre | 1 | PBO-SRO-BPI-11665276-002 | 4 | CHAMBRE-179-FT/HABITATION/HABITATION/HABITATION | PBO-SRO-BPI-11665276-014 / PBO-SRO-BPI-11665276-002 / OUSSE | Gris | Jaune | 8 | 46 | SRO-BPI-11665276 / BPE-0118A-64329-FT / LEE | Jaune | Noir | 4 | 46 | B2-T1-MODULE-B | 22 | Vertical
B2-T1-MODULE-B | 23 | - | B2-T1-MODULE-D11 | PBO-SRO-BPI-11665276-002 | PBO-SRO-BPI-11665276-002 | PBO-SRO-BPI-11665276-002 |  | Gris | Violet | OK | OK | 2631 | 2683 |  |  | OK | [8 empty] | REFERENCE OK | [13 empty] | SRO-BPI-11665276 | NA | 16/08/2023 10:48:34 | NUSER2765 |  | As built |  | SC-118540127 | PBO-SRO-BPI-11665276-002 | 402-PBO002 | Customer | DSP THD_64 | SFR_FTTH_ZMD_Legacy | 0 - 3 - 5 - 6 - 7 AVENUE DES MOULINS ; 1 - 2 - 3 - 5 - 7 RUE DES ECOLES 64320 OUSSE |  |  | ID-6443900000A2;ID-6443900000AC;ID-6443900000AD;ID-6443900000B3;ID-6443900000A3;ID-6443900000BA;ID-6443900000AK;ID-6443900000AV;ID-6443900000A7;ID-6443900000B9 |  | 10 | AUTRES | PB Chambre | GP FTTH | FTTH | HABITATION/HABITATION/HABITATION | TH-5110-3998 | New | Libre | 1 | PBO-SRO-BPI-11665276-002 | 5 | CHAMBRE-179-FT/HABITATION/HABITATION/HABITATION | PBO-SRO-BPI-11665276-014 / PBO-SRO-BPI-11665276-002 / OUSSE | Gris | Violet | 8 | 47 | SRO-BPI-11665276 / BPE-0118A-64329-FT / LEE | Jaune | Turquoise | 4 | 47 | B2-T1-MODULE-B | 23 | Vertical
B2-T1-MODULE-B | 24 | - | B2-T1-MODULE-D12 | PBO-SRO-BPI-11665276-002 | PBO-SRO-BPI-11665276-002 | PBO-SRO-BPI-11665276-002 |  | Gris | Blanc | OK | OK | 2630 | 2683 |  |  | OK | [8 empty] | REFERENCE OK | [13 empty] | SRO-BPI-11665276 | NA | 16/08/2023 10:48:34 | NUSER2765 |  | As built |  | SC-118540127 | PBO-SRO-BPI-11665276-002 | 402-PBO002 | Customer | DSP THD_64 | SFR_FTTH_ZMD_Legacy | 0 - 3 - 5 - 6 - 7 AVENUE DES MOULINS ; 1 - 2 - 3 - 5 - 7 RUE DES ECOLES 64320 OUSSE |  |  | ID-6443900000A2;ID-6443900000AC;ID-6443900000AD;ID-6443900000B3;ID-6443900000A3;ID-6443900000BA;ID-6443900000AK;ID-6443900000AV;ID-6443900000A7;ID-6443900000B9 |  | 10 | AUTRES | PB Chambre | GP FTTH | FTTH | HABITATION/HABITATION/HABITATION | TH-5110-4009 | New | Libre | 1 | PBO-SRO-BPI-11665276-002 | 6 | CHAMBRE-179-FT/HABITATION/HABITATION/HABITATION | PBO-SRO-BPI-11665276-014 / PBO-SRO-BPI-11665276-002 / OUSSE | Gris | Blanc | 8 | 48 | SRO-BPI-11665276 / BPE-0118A-64329-FT / LEE | Jaune | Rose | 4 | 48 | B2-T1-MODULE-B | 24 | Vertical
B2-T1-MODULE-C | 1 | B2-T1-MODULE-B1 | B2-T1-MODULE-E1 | PBO-SRO-BPI-11665276-002 | PBO-SRO-BPI-11665276-002 | PBO-SRO-BPI-11665276-002 |  | Marron | Rouge | OK | OK | 2630 | 2683 |  |  | OK | [8 empty] | REFERENCE OK | [13 empty] | SRO-BPI-11665276 | NA | 16/08/2023 10:48:34 | NUSER2765 |  | As built |  | SC-118540127 | PBO-SRO-BPI-11665276-002 | 402-PBO002 | Customer | DSP THD_64 | SFR_FTTH_ZMD_Legacy | 0 - 3 - 5 - 6 - 7 AVENUE DES MOULINS ; 1 - 2 - 3 - 5 - 7 RUE DES ECOLES 64320 OUSSE |  |  | ID-6443900000A2;ID-6443900000AC;ID-6443900000AD;ID-6443900000B3;ID-6443900000A3;ID-6443900000BA;ID-6443900000AK;ID-6443900000AV;ID-6443900000A7;ID-6443900000B9 |  | 10 | AUTRES | PB Chambre | GP FTTH | FTTH | HABITATION/HABITATION/HABITATION | TH-5110-4020 | New | Libre | 1 | PBO-SRO-BPI-11665276-002 | 7 | CHAMBRE-179-FT/HABITATION/HABITATION/HABITATION | PBO-SRO-BPI-11665276-014 / PBO-SRO-BPI-11665276-002 / OUSSE | Marron | Rouge | 9 | 49 | SRO-BPI-11665276 / BPE-0118A-64329-FT / LEE | Violet | Rouge | 5 | 49 | B2-T1-MODULE-C | 1 | Vertical
B2-T1-MODULE-C | 2 | B2-T1-MODULE-B2 | B2-T1-MODULE-E2 | PBO-SRO-BPI-11665276-002 | PBO-SRO-BPI-11665276-002 | PBO-SRO-BPI-11665276-002 |  | Marron | Bleu | OK | OCCUPE | 2631 |  |  |  | OK | [8 empty] | REFERENCE OK | [13 empty] | SRO-BPI-11665276 | NA | 16/08/2023 10:48:34 | NUSER2765 |  | As built |  | SC-118540127 | PBO-SRO-BPI-11665276-002 | 402-PBO002 | Customer | DSP THD_64 | SFR_FTTH_ZMD_Legacy | 0 - 3 - 5 - 6 - 7 AVENUE DES MOULINS ; 1 - 2 - 3 - 5 - 7 RUE DES ECOLES 64320 OUSSE |  |  | ID-6443900000A2;ID-6443900000AC;ID-6443900000AD;ID-6443900000B3;ID-6443900000A3;ID-6443900000BA;ID-6443900000AK;ID-6443900000AV;ID-6443900000A7;ID-6443900000B9 |  | 10 | AUTRES | PB Chambre | GP FTTH | FTTH | HABITATION/HABITATION/HABITATION | TH-5110-4031 | New | Libre | 1 | PBO-SRO-BPI-11665276-002 | 8 | CHAMBRE-179-FT/HABITATION/HABITATION/HABITATION | PBO-SRO-BPI-11665276-014 / PBO-SRO-BPI-11665276-002 / OUSSE | Marron | Bleu | 9 | 50 | SRO-BPI-11665276 / BPE-0118A-64329-FT / LEE | Violet | Bleu | 5 | 50 | B2-T1-MODULE-C | 2 | Vertical
B2-T1-MODULE-C | 3 | B2-T1-MODULE-B3 | B2-T1-MODULE-E3 | PBO-SRO-BPI-11665276-002 | PBO-SRO-BPI-11665276-002 | PBO-SRO-BPI-11665276-002 |  | Marron | Vert | OK | OCCUPE | 2629 |  |  |  | OK | [8 empty] | REFERENCE OK | [13 empty] | SRO-BPI-11665276 | NA | 16/08/2023 10:48:34 | NUSER2765 |  | As built |  | SC-118540127 | PBO-SRO-BPI-11665276-002 | 402-PBO002 | Customer | DSP THD_64 | SFR_FTTH_ZMD_Legacy | 0 - 3 - 5 - 6 - 7 AVENUE DES MOULINS ; 1 - 2 - 3 - 5 - 7 RUE DES ECOLES 64320 OUSSE |  |  | ID-6443900000A2;ID-6443900000AC;ID-6443900000AD;ID-6443900000B3;ID-6443900000A3;ID-6443900000BA;ID-6443900000AK;ID-6443900000AV;ID-6443900000A7;ID-6443900000B9 |  | 10 | AUTRES | PB Chambre | GP FTTH | FTTH | HABITATION/HABITATION/HABITATION | TH-5110-4042 | New | Libre | 1 | PBO-SRO-BPI-11665276-002 | 9 | CHAMBRE-179-FT/HABITATION/HABITATION/HABITATION | PBO-SRO-BPI-11665276-014 / PBO-SRO-BPI-11665276-002 / OUSSE | Marron | Vert | 9 | 51 | SRO-BPI-11665276 / BPE-0118A-64329-FT / LEE | Violet | Vert | 5 | 51 | B2-T1-MODULE-C | 3 | Vertical
B2-T1-MODULE-C | 4 | B2-T1-MODULE-B4 | B2-T1-MODULE-E4 | PBO-SRO-BPI-11665276-002 | PBO-SRO-BPI-11665276-002 | PBO-SRO-BPI-11665276-002 |  | Marron | Jaune | OK | OK | 2631 | 2683 |  |  | OK | [8 empty] | REFERENCE OK | [13 empty] | SRO-BPI-11665276 | NA | 16/08/2023 10:48:34 | NUSER2765 |  | As built |  | SC-118540127 | PBO-SRO-BPI-11665276-002 | 402-PBO002 | Customer | DSP THD_64 | SFR_FTTH_ZMD_Legacy | 0 - 3 - 5 - 6 - 7 AVENUE DES MOULINS ; 1 - 2 - 3 - 5 - 7 RUE DES ECOLES 64320 OUSSE |  |  | ID-6443900000A2;ID-6443900000AC;ID-6443900000AD;ID-6443900000B3;ID-6443900000A3;ID-6443900000BA;ID-6443900000AK;ID-6443900000AV;ID-6443900000A7;ID-6443900000B9 |  | 10 | AUTRES | PB Chambre | GP FTTH | FTTH | HABITATION/HABITATION/HABITATION | TH-5110-4053 | New | Libre | 1 | PBO-SRO-BPI-11665276-002 | 10 | CHAMBRE-179-FT/HABITATION/HABITATION/HABITATION | PBO-SRO-BPI-11665276-014 / PBO-SRO-BPI-11665276-002 / OUSSE | Marron | Jaune | 9 | 52 | SRO-BPI-11665276 / BPE-0118A-64329-FT / LEE | Violet | Jaune | 5 | 52 | B2-T1-MODULE-C | 4 | Vertical
B2-T1-MODULE-C | 5 | B2-T1-MODULE-B5 | B2-T1-MODULE-E5 | PBO-SRO-BPI-11665276-002 | PBO-SRO-BPI-11665276-002 | PBO-SRO-BPI-11665276-002 |  | Marron | Violet | OK | OK | 2630 | 2683 |  |  | OK | [8 empty] | REFERENCE OK | [13 empty] | SRO-BPI-11665276 | NA | 16/08/2023 10:48:34 | NUSER2765 |  | As built |  | SC-118540127 | PBO-SRO-BPI-11665276-002 | 402-PBO002 | Customer | DSP THD_64 | SFR_FTTH_ZMD_Legacy | 0 - 3 - 5 - 6 - 7 AVENUE DES MOULINS ; 1 - 2 - 3 - 5 - 7 RUE DES ECOLES 64320 OUSSE |  |  | ID-6443900000A2;ID-6443900000AC;ID-6443900000AD;ID-6443900000B3;ID-6443900000A3;ID-6443900000BA;ID-6443900000AK;ID-6443900000AV;ID-6443900000A7;ID-6443900000B9 |  | 10 | AUTRES | PB Chambre | GP FTTH | FTTH | [5 empty] | PBO-SRO-BPI-11665276-002 | 11 | CHAMBRE-179-FT/HABITATION/HABITATION/HABITATION | PBO-SRO-BPI-11665276-014 / PBO-SRO-BPI-11665276-002 / OUSSE | Marron | Violet | 9 | 53 | SRO-BPI-11665276 / BPE-0118A-64329-FT / LEE | Violet | Violet | 5 | 53 | B2-T1-MODULE-C | 5 | Vertical
B2-T1-MODULE-C | 6 | B2-T1-MODULE-B6 | B2-T1-MODULE-E6 | PBO-SRO-BPI-11665276-002 | PBO-SRO-BPI-11665276-002 | PBO-SRO-BPI-11665276-002 |  | Marron | Blanc | OK | OK | 2629 | 2683 |  |  | OK | [8 empty] | REFERENCE OK | [13 empty] | SRO-BPI-11665276 | NA | 16/08/2023 10:48:34 | NUSER2765 |  | As built |  | SC-118540127 | PBO-SRO-BPI-11665276-002 | 402-PBO002 | Customer | DSP THD_64 | SFR_FTTH_ZMD_Legacy | 0 - 3 - 5 - 6 - 7 AVENUE DES MOULINS ; 1 - 2 - 3 - 5 - 7 RUE DES ECOLES 64320 OUSSE |  |  | ID-6443900000A2;ID-6443900000AC;ID-6443900000AD;ID-6443900000B3;ID-6443900000A3;ID-6443900000BA;ID-6443900000AK;ID-6443900000AV;ID-6443900000A7;ID-6443900000B9 |  | 10 | AUTRES | PB Chambre | GP FTTH | FTTH | [5 empty] | PBO-SRO-BPI-11665276-002 | 12 | CHAMBRE-179-FT/HABITATION/HABITATION/HABITATION | PBO-SRO-BPI-11665276-014 / PBO-SRO-BPI-11665276-002 / OUSSE | Marron | Blanc | 9 | 54 | SRO-BPI-11665276 / BPE-0118A-64329-FT / LEE | Violet | Blanc | 5 | 54 | B2-T1-MODULE-C | 6 | Vertical
B2-T1-MODULE-C | 7 | B2-T1-MODULE-B7 | B2-T1-MODULE-E7 | PBO-SRO-BPI-11665276-014 | PBO-SRO-BPI-11665276-014 | PBO-SRO-BPI-11665276-014 |  | Noir | Rouge | OCCUPE | OCCUPE |  |  | orange |  | OCCUPE | [8 empty] | REFERENCE OK | [13 empty] | SRO-BPI-11665276 | NA | 26/06/2024 15:39:02 | NUSER5747 |  | As built |  | SC-118540154 | PBO-SRO-BPI-11665276-014 | 402-PBO014 | Customer | DSP THD_64 | SFR_FTTH_ZMD_Legacy | 8 - 9 - 10 - 11 - 13 AVENUE DES MOULINS 64320 OUSSE |  |  | ID-64439000009F;ID-64439000009U;ID-64439000009P;ID-64439000009V;ID-64439000009X |  | 5 | AUTRES | PB Chambre | GP FTTH | FTTH | HABITATION/HABITATION/HABITATION | TH-5110-5527 | As built | Mutualise | 1 | PBO-SRO-BPI-11665276-014 | 1 | POTEAU-FT/HABITATION/HABITATION/HABITATION | BPE-0084-64439-FT/ PBO-SRO-BPI-11665276-014 / OUSSE | Noir | Rouge | 10 | 55 | SRO-BPI-11665276 / BPE-0118A-64329-FT / LEE | Violet | Orange | 5 | 55 | B2-T1-MODULE-C | 7 | Vertical | Mutualise - TH51105527 | Pigtail | As built
B2-T1-MODULE-C | 8 | B2-T1-MODULE-B8 | B2-T1-MODULE-E8 | PBO-SRO-BPI-11665276-014 | PBO-SRO-BPI-11665276-014 | PBO-SRO-BPI-11665276-014 |  | Noir | Bleu | NOK | OCCUPE | 2403 |  |  |  | OK | [8 empty] | REFERENCE OK |  | 1: BPE-0084-FT | SRO-BPI-11665276 | NA | 26/06/2024 15:39:02 | NUSER5747 |  | As built |  | SC-118540154 | PBO-SRO-BPI-11665276-014 | 402-PBO014 | Customer | DSP THD_64 | SFR_FTTH_ZMD_Legacy | 8 - 9 - 10 - 11 - 13 AVENUE DES MOULINS 64320 OUSSE |  |  | ID-64439000009F;ID-64439000009U;ID-64439000009P;ID-64439000009V;ID-64439000009X |  | 5 | AUTRES | PB Chambre | GP FTTH | FTTH | HABITATION/HABITATION/HABITATION | TH-5110-5549 | New | Libre | 1 | PBO-SRO-BPI-11665276-014 | 2 | POTEAU-FT/HABITATION/HABITATION/HABITATION | BPE-0084-64439-FT/ PBO-SRO-BPI-11665276-014 / OUSSE | Noir | Bleu | 10 | 56 | SRO-BPI-11665276 / BPE-0118A-64329-FT / LEE | Violet | Gris | 5 | 56 | B2-T1-MODULE-C | 8 | Vertical
B2-T1-MODULE-C | 9 | B2-T1-MODULE-B9 | B2-T1-MODULE-E9 | PBO-SRO-BPI-11665276-014 | PBO-SRO-BPI-11665276-014 | PBO-SRO-BPI-11665276-014 |  | Noir | Vert | OCCUPE | OCCUPE |  |  | bleu |  | OCCUPE | [8 empty] | REFERENCE OK | [13 empty] | SRO-BPI-11665276 | NA | 26/06/2024 15:39:02 | NUSER5747 |  | As built |  | SC-118540154 | PBO-SRO-BPI-11665276-014 | 402-PBO014 | Customer | DSP THD_64 | SFR_FTTH_ZMD_Legacy | 8 - 9 - 10 - 11 - 13 AVENUE DES MOULINS 64320 OUSSE |  |  | ID-64439000009F;ID-64439000009U;ID-64439000009P;ID-64439000009V;ID-64439000009X |  | 5 | AUTRES | PB Chambre | GP FTTH | FTTH | HABITATION/HABITATION/HABITATION | TH-5110-5538 | As built | Utilise | 1 | PBO-SRO-BPI-11665276-014 | 3 | POTEAU-FT/HABITATION/HABITATION/HABITATION | BPE-0084-64439-FT/ PBO-SRO-BPI-11665276-014 / OUSSE | Noir | Vert | 10 | 57 | SRO-BPI-11665276 / BPE-0118A-64329-FT / LEE | Violet | Marron | 5 | 57 | B2-T1-MODULE-C | 9 | Vertical | TH51105538 | Jumper | As built | Utilise | B1-T2-SPL-1*64-03-OUT | 1 | Horizontal | SPL-1*64-03 | OptSplitter |  | 1 | 1x64 | [5 empty] | PIG9648553 | Pigtail | B2-T6-MODULE-TRANSPORT-A | 3 | Indetermine | BPE_0011-SFR / SRO-BPI-11665276 / LEE | Rouge | Vert | 1 | 3
B2-T1-MODULE-C | 10 | B2-T1-MODULE-B10 | B2-T1-MODULE-E10 | PBO-SRO-BPI-11665276-014 | PBO-SRO-BPI-11665276-014 | PBO-SRO-BPI-11665276-014 |  | Noir | Jaune | OK | OCCUPE | 2403 |  |  |  | OK | [8 empty] | REFERENCE OK | [13 empty] | SRO-BPI-11665276 | NA | 26/06/2024 15:39:02 | NUSER5747 |  | As built |  | SC-118540154 | PBO-SRO-BPI-11665276-014 | 402-PBO014 | Customer | DSP THD_64 | SFR_FTTH_ZMD_Legacy | 8 - 9 - 10 - 11 - 13 AVENUE DES MOULINS 64320 OUSSE |  |  | ID-64439000009F;ID-64439000009U;ID-64439000009P;ID-64439000009V;ID-64439000009X |  | 5 | AUTRES | PB Chambre | GP FTTH | FTTH | HABITATION/HABITATION/HABITATION | TH-5110-5560 | New | Libre | 1 | PBO-SRO-BPI-11665276-014 | 4 | POTEAU-FT/HABITATION/HABITATION/HABITATION | BPE-0084-64439-FT/ PBO-SRO-BPI-11665276-014 / OUSSE | Noir | Jaune | 10 | 58 | SRO-BPI-11665276 / BPE-0118A-64329-FT / LEE | Violet | Noir | 5 | 58 | B2-T1-MODULE-C | 10 | Vertical
B2-T1-MODULE-C | 11 | B2-T1-MODULE-B11 | B2-T1-MODULE-E11 | PBO-SRO-BPI-11665276-014 | PBO-SRO-BPI-11665276-014 | PBO-SRO-BPI-11665276-014 |  | Noir | Violet | OK | OCCUPE | 2403 |  |  |  | OK | [8 empty] | REFERENCE OK | [13 empty] | SRO-BPI-11665276 | NA | 26/06/2024 15:39:02 | NUSER5747 |  | As built |  | SC-118540154 | PBO-SRO-BPI-11665276-014 | 402-PBO014 | Customer | DSP THD_64 | SFR_FTTH_ZMD_Legacy | 8 - 9 - 10 - 11 - 13 AVENUE DES MOULINS 64320 OUSSE |  |  | ID-64439000009F;ID-64439000009U;ID-64439000009P;ID-64439000009V;ID-64439000009X |  | 5 | AUTRES | PB Chambre | GP FTTH | FTTH | HABITATION/HABITATION/HABITATION | TH-5110-5571 | New | Libre | 1 | PBO-SRO-BPI-11665276-014 | 5 | POTEAU-FT/HABITATION/HABITATION/HABITATION | BPE-0084-64439-FT/ PBO-SRO-BPI-11665276-014 / OUSSE | Noir | Violet | 10 | 59 | SRO-BPI-11665276 / BPE-0118A-64329-FT / LEE | Violet | Turquoise | 5 | 59 | B2-T1-MODULE-C | 11 | Vertical
B2-T1-MODULE-C | 12 | B2-T1-MODULE-B12 | B2-T1-MODULE-E12 | PBO-SRO-BPI-11665276-014 | PBO-SRO-BPI-11665276-014 | PBO-SRO-BPI-11665276-014 |  | Noir | Blanc | OK | OK | 2402 | 2457 |  |  | OK | [8 empty] | REFERENCE OK | [13 empty] | SRO-BPI-11665276 | NA | 26/06/2024 15:39:02 | NUSER5747 |  | As built |  | SC-118540154 | PBO-SRO-BPI-11665276-014 | 402-PBO014 | Customer | DSP THD_64 | SFR_FTTH_ZMD_Legacy | 8 - 9 - 10 - 11 - 13 AVENUE DES MOULINS 64320 OUSSE |  |  | ID-64439000009F;ID-64439000009U;ID-64439000009P;ID-64439000009V;ID-64439000009X |  | 5 | AUTRES | PB Chambre | GP FTTH | FTTH | [5 empty] | PBO-SRO-BPI-11665276-014 | 6 | POTEAU-FT/HABITATION/HABITATION/HABITATION | BPE-0084-64439-FT/ PBO-SRO-BPI-11665276-014 / OUSSE | Noir | Blanc | 10 | 60 | SRO-BPI-11665276 / BPE-0118A-64329-FT / LEE | Violet | Rose | 5 | 60 | B2-T1-MODULE-C | 12 | Vertical
B2-T1-MODULE-C | 13 | - | B2-T1-MODULE-F1 | PBO-SRO-BPI-11665276-00060 | PBO-SRO-BPI-11665276-00060 | PBO-SRO-BPI-11665276-00060 |  | Rouge | Rouge | OK | OK | 2297 | 2352 |  |  | OK | [22 empty] | SRO-BPI-11665276 | NA | 16/08/2023 10:48:34 | NUSER2765 |  | As built |  | SC-118540130 | PBO-SRO-BPI-11665276-060 | 402-PBO060 | Customer | DSP THD_64 | SFR_FTTH_ZMD_Legacy | 5 - 7 - 8 - 10 - 12 - 14 RUE DES COTTAGES DE L OUSSE ; 5 - 7 - 8 - 10 - 12 - 14 LES COTTAGES DE L OUSSE 64320 LEE |  |  | ID-64329000006G;ID-64329000006F;ID-6443900000AN;ID-6443900000AS;ID-6443900000B4;ID-6443900000AL |  | 6 | AUTRES | PB Chambre | GP FTTH | FTTH | HABITATION/HABITATION/HABITATION | TH-5110-4240 | New | Libre | 1 | PBO-SRO-BPI-11665276-00060 | 1 | CHAMBRE-155-FT/HABITATION/HABITATION/HABITATION | PBO-SRO-BPI-11665276-059 / PBO-SRO-BPI-11665276-060 / OUSSE | Rouge | Rouge | 1 | 1 | SRO-BPI-11665276 / BPE-0118A-64329-FT / LEE | Blanc | Rouge | 6 | 61 | B2-T1-MODULE-C | 13 | Vertical
B2-T1-MODULE-C | 14 | - | B2-T1-MODULE-F2 | PBO-SRO-BPI-11665276-00060 | PBO-SRO-BPI-11665276-00060 | PBO-SRO-BPI-11665276-00060 |  | Rouge | Bleu | NOK | OK | 2297 | 2352 |  |  | OK | [10 empty] | 3: 402-PBO057 | SRO-BPI-11665276 | NA | 16/08/2023 10:48:34 | NUSER2765 |  | As built |  | SC-118540130 | PBO-SRO-BPI-11665276-060 | 402-PBO060 | Customer | DSP THD_64 | SFR_FTTH_ZMD_Legacy | 5 - 7 - 8 - 10 - 12 - 14 RUE DES COTTAGES DE L OUSSE ; 5 - 7 - 8 - 10 - 12 - 14 LES COTTAGES DE L OUSSE 64320 LEE |  |  | ID-64329000006G;ID-64329000006F;ID-6443900000AN;ID-6443900000AS;ID-6443900000B4;ID-6443900000AL |  | 6 | AUTRES | PB Chambre | GP FTTH | FTTH | HABITATION/HABITATION/HABITATION | TH-5110-4251 | New | Libre | 1 | PBO-SRO-BPI-11665276-00060 | 2 | CHAMBRE-155-FT/HABITATION/HABITATION/HABITATION | PBO-SRO-BPI-11665276-059 / PBO-SRO-BPI-11665276-060 / OUSSE | Rouge | Bleu | 1 | 2 | SRO-BPI-11665276 / BPE-0118A-64329-FT / LEE | Blanc | Bleu | 6 | 62 | B2-T1-MODULE-C | 14 | Vertical
B2-T1-MODULE-C | 15 | - | B2-T1-MODULE-F3 | PBO-SRO-BPI-11665276-00060 | PBO-SRO-BPI-11665276-00060 | PBO-SRO-BPI-11665276-00060 |  | Rouge | Vert | OK | OCCUPE | 2297 |  |  |  | OK | [22 empty] | SRO-BPI-11665276 | NA | 16/08/2023 10:48:34 | NUSER2765 |  | As built |  | SC-118540130 | PBO-SRO-BPI-11665276-060 | 402-PBO060 | Customer | DSP THD_64 | SFR_FTTH_ZMD_Legacy | 5 - 7 - 8 - 10 - 12 - 14 RUE DES COTTAGES DE L OUSSE ; 5 - 7 - 8 - 10 - 12 - 14 LES COTTAGES DE L OUSSE 64320 LEE |  |  | ID-64329000006G;ID-64329000006F;ID-6443900000AN;ID-6443900000AS;ID-6443900000B4;ID-6443900000AL |  | 6 | AUTRES | PB Chambre | GP FTTH | FTTH | HABITATION/HABITATION/HABITATION | TH-5110-4262 | New | Libre | 1 | PBO-SRO-BPI-11665276-00060 | 3 | CHAMBRE-155-FT/HABITATION/HABITATION/HABITATION | PBO-SRO-BPI-11665276-059 / PBO-SRO-BPI-11665276-060 / OUSSE | Rouge | Vert | 1 | 3 | SRO-BPI-11665276 / BPE-0118A-64329-FT / LEE | Blanc | Vert | 6 | 63 | B2-T1-MODULE-C | 15 | Vertical
B2-T1-MODULE-C | 16 | - | B2-T1-MODULE-F4 | PBO-SRO-BPI-11665276-00060 | PBO-SRO-BPI-11665276-00060 | PBO-SRO-BPI-11665276-00060 |  | Rouge | Jaune | OK | OK | 2297 | 2352 |  |  | OK | [22 empty] | SRO-BPI-11665276 | NA | 16/08/2023 10:48:34 | NUSER2765 |  | As built |  | SC-118540130 | PBO-SRO-BPI-11665276-060 | 402-PBO060 | Customer | DSP THD_64 | SFR_FTTH_ZMD_Legacy | 5 - 7 - 8 - 10 - 12 - 14 RUE DES COTTAGES DE L OUSSE ; 5 - 7 - 8 - 10 - 12 - 14 LES COTTAGES DE L OUSSE 64320 LEE |  |  | ID-64329000006G;ID-64329000006F;ID-6443900000AN;ID-6443900000AS;ID-6443900000B4;ID-6443900000AL |  | 6 | AUTRES | PB Chambre | GP FTTH | FTTH | HABITATION/HABITATION/HABITATION | TH-5110-4273 | New | Libre | 1 | PBO-SRO-BPI-11665276-00060 | 4 | CHAMBRE-155-FT/HABITATION/HABITATION/HABITATION | PBO-SRO-BPI-11665276-059 / PBO-SRO-BPI-11665276-060 / OUSSE | Rouge | Jaune | 1 | 4 | SRO-BPI-11665276 / BPE-0118A-64329-FT / LEE | Blanc | Jaune | 6 | 64 | B2-T1-MODULE-C | 16 | Vertical
B2-T1-MODULE-C | 17 | - | B2-T1-MODULE-F5 | PBO-SRO-BPI-11665276-00060 | PBO-SRO-BPI-11665276-00060 | PBO-SRO-BPI-11665276-00060 |  | Rouge | Violet | OK | OK | 2297 | 2352 |  |  | OK | [22 empty] | SRO-BPI-11665276 | NA | 16/08/2023 10:48:34 | NUSER2765 |  | As built |  | SC-118540130 | PBO-SRO-BPI-11665276-060 | 402-PBO060 | Customer | DSP THD_64 | SFR_FTTH_ZMD_Legacy | 5 - 7 - 8 - 10 - 12 - 14 RUE DES COTTAGES DE L OUSSE ; 5 - 7 - 8 - 10 - 12 - 14 LES COTTAGES DE L OUSSE 64320 LEE |  |  | ID-64329000006G;ID-64329000006F;ID-6443900000AN;ID-6443900000AS;ID-6443900000B4;ID-6443900000AL |  | 6 | AUTRES | PB Chambre | GP FTTH | FTTH | HABITATION/HABITATION/HABITATION | TH-5110-4284 | New | Libre | 1 | PBO-SRO-BPI-11665276-00060 | 5 | CHAMBRE-155-FT/HABITATION/HABITATION/HABITATION | PBO-SRO-BPI-11665276-059 / PBO-SRO-BPI-11665276-060 / OUSSE | Rouge | Violet | 1 | 5 | SRO-BPI-11665276 / BPE-0118A-64329-FT / LEE | Blanc | Violet | 6 | 65 | B2-T1-MODULE-C | 17 | Vertical
B2-T1-MODULE-C | 18 | - | B2-T1-MODULE-F6 | PBO-SRO-BPI-11665276-00060 | PBO-SRO-BPI-11665276-00060 | PBO-SRO-BPI-11665276-00060 |  | Rouge | Blanc | OK | OCCUPE | 2297 |  |  |  | OK | [22 empty] | SRO-BPI-11665276 | NA | 16/08/2023 10:48:34 | NUSER2765 |  | As built |  | SC-118540130 | PBO-SRO-BPI-11665276-060 | 402-PBO060 | Customer | DSP THD_64 | SFR_FTTH_ZMD_Legacy | 5 - 7 - 8 - 10 - 12 - 14 RUE DES COTTAGES DE L OUSSE ; 5 - 7 - 8 - 10 - 12 - 14 LES COTTAGES DE L OUSSE 64320 LEE |  |  | ID-64329000006G;ID-64329000006F;ID-6443900000AN;ID-6443900000AS;ID-6443900000B4;ID-6443900000AL |  | 6 | AUTRES | PB Chambre | GP FTTH | FTTH | HABITATION/HABITATION/HABITATION | TH-5110-4295 | New | Libre | 1 | PBO-SRO-BPI-11665276-00060 | 6 | CHAMBRE-155-FT/HABITATION/HABITATION/HABITATION | PBO-SRO-BPI-11665276-059 / PBO-SRO-BPI-11665276-060 / OUSSE | Rouge | Blanc | 1 | 6 | SRO-BPI-11665276 / BPE-0118A-64329-FT / LEE | Blanc | Blanc | 6 | 66 | B2-T1-MODULE-C | 18 | Vertical
B2-T1-MODULE-C | 19 | - | B2-T1-MODULE-F7 | PBO-SRO-BPI-11665276-00060 | PBO-SRO-BPI-11665276-00060 | PBO-SRO-BPI-11665276-00060 |  | Bleu | Rouge | OK | OCCUPE | 2299 |  |  |  | OK | [22 empty] | SRO-BPI-11665276 | NA | 16/08/2023 10:48:34 | NUSER2765 |  | As built |  | SC-118540130 | PBO-SRO-BPI-11665276-060 | 402-PBO060 | Customer | DSP THD_64 | SFR_FTTH_ZMD_Legacy | 5 - 7 - 8 - 10 - 12 - 14 RUE DES COTTAGES DE L OUSSE ; 5 - 7 - 8 - 10 - 12 - 14 LES COTTAGES DE L OUSSE 64320 LEE |  |  | ID-64329000006G;ID-64329000006F;ID-6443900000AN;ID-6443900000AS;ID-6443900000B4;ID-6443900000AL |  | 6 | AUTRES | PB Chambre | GP FTTH | FTTH | [5 empty] | PBO-SRO-BPI-11665276-00060 | 7 | CHAMBRE-155-FT/HABITATION/HABITATION/HABITATION | PBO-SRO-BPI-11665276-059 / PBO-SRO-BPI-11665276-060 / OUSSE | Bleu | Rouge | 2 | 7 | SRO-BPI-11665276 / BPE-0118A-64329-FT / LEE | Blanc | Orange | 6 | 67 | B2-T1-MODULE-C | 19 | Vertical
B2-T1-MODULE-C | 20 | - | B2-T1-MODULE-F8 | PBO-SRO-BPI-11665276-00060 | PBO-SRO-BPI-11665276-00060 | PBO-SRO-BPI-11665276-00060 |  | Bleu | Bleu | OK | OCCUPE | 2299 |  |  |  | OK | [22 empty] | SRO-BPI-11665276 | NA | 16/08/2023 10:48:34 | NUSER2765 |  | As built |  | SC-118540130 | PBO-SRO-BPI-11665276-060 | 402-PBO060 | Customer | DSP THD_64 | SFR_FTTH_ZMD_Legacy | 5 - 7 - 8 - 10 - 12 - 14 RUE DES COTTAGES DE L OUSSE ; 5 - 7 - 8 - 10 - 12 - 14 LES COTTAGES DE L OUSSE 64320 LEE |  |  | ID-64329000006G;ID-64329000006F;ID-6443900000AN;ID-6443900000AS;ID-6443900000B4;ID-6443900000AL |  | 6 | AUTRES | PB Chambre | GP FTTH | FTTH | [5 empty] | PBO-SRO-BPI-11665276-00060 | 8 | CHAMBRE-155-FT/HABITATION/HABITATION/HABITATION | PBO-SRO-BPI-11665276-059 / PBO-SRO-BPI-11665276-060 / OUSSE | Bleu | Bleu | 2 | 8 | SRO-BPI-11665276 / BPE-0118A-64329-FT / LEE | Blanc | Gris | 6 | 68 | B2-T1-MODULE-C | 20 | Vertical
B2-T1-MODULE-C | 21 | - | B2-T1-MODULE-F9 | PBO-SRO-BPI-11665276-00060 | PBO-SRO-BPI-11665276-00060 | PBO-SRO-BPI-11665276-00060 |  | Bleu | Vert | OK | OK | 2298 | 2352 |  |  | OK | [22 empty] | SRO-BPI-11665276 | NA | 16/08/2023 10:48:34 | NUSER2765 |  | As built |  | SC-118540130 | PBO-SRO-BPI-11665276-060 | 402-PBO060 | Customer | DSP THD_64 | SFR_FTTH_ZMD_Legacy | 5 - 7 - 8 - 10 - 12 - 14 RUE DES COTTAGES DE L OUSSE ; 5 - 7 - 8 - 10 - 12 - 14 LES COTTAGES DE L OUSSE 64320 LEE |  |  | ID-64329000006G;ID-64329000006F;ID-6443900000AN;ID-6443900000AS;ID-6443900000B4;ID-6443900000AL |  | 6 | AUTRES | PB Chambre | GP FTTH | FTTH | [5 empty] | PBO-SRO-BPI-11665276-00060 | 9 | CHAMBRE-155-FT/HABITATION/HABITATION/HABITATION | PBO-SRO-BPI-11665276-059 / PBO-SRO-BPI-11665276-060 / OUSSE | Bleu | Vert | 2 | 9 | SRO-BPI-11665276 / BPE-0118A-64329-FT / LEE | Blanc | Marron | 6 | 69 | B2-T1-MODULE-C | 21 | Vertical
B2-T1-MODULE-C | 22 | - | B2-T1-MODULE-F10 | PBO-SRO-BPI-11665276-00060 | PBO-SRO-BPI-11665276-00060 | PBO-SRO-BPI-11665276-00060 |  | Bleu | Jaune | OK | OK | 2298 | 2352 |  |  | OK | [22 empty] | SRO-BPI-11665276 | NA | 16/08/2023 10:48:34 | NUSER2765 |  | As built |  | SC-118540130 | PBO-SRO-BPI-11665276-060 | 402-PBO060 | Customer | DSP THD_64 | SFR_FTTH_ZMD_Legacy | 5 - 7 - 8 - 10 - 12 - 14 RUE DES COTTAGES DE L OUSSE ; 5 - 7 - 8 - 10 - 12 - 14 LES COTTAGES DE L OUSSE 64320 LEE |  |  | ID-64329000006G;ID-64329000006F;ID-6443900000AN;ID-6443900000AS;ID-6443900000B4;ID-6443900000AL |  | 6 | AUTRES | PB Chambre | GP FTTH | FTTH | [5 empty] | PBO-SRO-BPI-11665276-00060 | 10 | CHAMBRE-155-FT/HABITATION/HABITATION/HABITATION | PBO-SRO-BPI-11665276-059 / PBO-SRO-BPI-11665276-060 / OUSSE | Bleu | Jaune | 2 | 10 | SRO-BPI-11665276 / BPE-0118A-64329-FT / LEE | Blanc | Noir | 6 | 70 | B2-T1-MODULE-C | 22 | Vertical
B2-T1-MODULE-C | 23 | - | B2-T1-MODULE-F11 | PBO-SRO-BPI-11665276-00060 | PBO-SRO-BPI-11665276-00060 | PBO-SRO-BPI-11665276-00060 |  | Bleu | Violet | OK | OK | 2299 | 2352 |  |  | OK | [22 empty] | SRO-BPI-11665276 | NA | 16/08/2023 10:48:34 | NUSER2765 |  | As built |  | SC-118540130 | PBO-SRO-BPI-11665276-060 | 402-PBO060 | Customer | DSP THD_64 | SFR_FTTH_ZMD_Legacy | 5 - 7 - 8 - 10 - 12 - 14 RUE DES COTTAGES DE L OUSSE ; 5 - 7 - 8 - 10 - 12 - 14 LES COTTAGES DE L OUSSE 64320 LEE |  |  | ID-64329000006G;ID-64329000006F;ID-6443900000AN;ID-6443900000AS;ID-6443900000B4;ID-6443900000AL |  | 6 | AUTRES | PB Chambre | GP FTTH | FTTH | [5 empty] | PBO-SRO-BPI-11665276-00060 | 11 | CHAMBRE-155-FT/HABITATION/HABITATION/HABITATION | PBO-SRO-BPI-11665276-059 / PBO-SRO-BPI-11665276-060 / OUSSE | Bleu | Violet | 2 | 11 | SRO-BPI-11665276 / BPE-0118A-64329-FT / LEE | Blanc | Turquoise | 6 | 71 | B2-T1-MODULE-C | 23 | Vertical
B2-T1-MODULE-C | 24 | - | B2-T1-MODULE-F12 | PBO-SRO-BPI-11665276-00060 | PBO-SRO-BPI-11665276-00060 | PBO-SRO-BPI-11665276-00060 |  | Bleu | Blanc | OK | OCCUPE | 2298 |  |  |  | OK | [22 empty] | SRO-BPI-11665276 | NA | 16/08/2023 10:48:34 | NUSER2765 |  | As built |  | SC-118540130 | PBO-SRO-BPI-11665276-060 | 402-PBO060 | Customer | DSP THD_64 | SFR_FTTH_ZMD_Legacy | 5 - 7 - 8 - 10 - 12 - 14 RUE DES COTTAGES DE L OUSSE ; 5 - 7 - 8 - 10 - 12 - 14 LES COTTAGES DE L OUSSE 64320 LEE |  |  | ID-64329000006G;ID-64329000006F;ID-6443900000AN;ID-6443900000AS;ID-6443900000B4;ID-6443900000AL |  | 6 | AUTRES | PB Chambre | GP FTTH | FTTH | [5 empty] | PBO-SRO-BPI-11665276-00060 | 12 | CHAMBRE-155-FT/HABITATION/HABITATION/HABITATION | PBO-SRO-BPI-11665276-059 / PBO-SRO-BPI-11665276-060 / OUSSE | Bleu | Blanc | 2 | 12 | SRO-BPI-11665276 / BPE-0118A-64329-FT / LEE | Blanc | Rose | 6 | 72 | B2-T1-MODULE-C | 24 | Vertical
B2-T1-MODULE-D | 1 | B2-T1-MODULE-B13 | B2-T1-MODULE-G1 | PBO-SRO-BPI-11665276-059 | PBO-SRO-BPI-11665276-059 | PBO-SRO-BPI-11665276-059 |  | Vert | Rouge | OCCUPE | OCCUPE |  |  | orange |  | OCCUPE | [8 empty] | REFERENCE OK | [13 empty] | SRO-BPI-11665276 | NA | 16/08/2023 10:48:34 | NUSER2765 |  | As built |  | SC-118540131 | PBO-SRO-BPI-11665276-059 | 402-PBO059 | Customer | DSP THD_64 | SFR_FTTH_ZMD_Legacy | 1 - 2 - 3 - 4 - 6 LES COTTAGES DE L OUSSE 64320 OUSSE |  |  | ID-6443900000AF;ID-6443900000AM;ID-6443900000B5;ID-6443900000AI;ID-6443900000A5 |  | 5 | AUTRES | PB Chambre | GP FTTH | FTTH | HABITATION/HABITATION/HABITATION | TH-5110-4306 | As built | Mutualise | 1 | PBO-SRO-BPI-11665276-059 | 1 | CHAMBRE-157-FT/HABITATION/HABITATION/HABITATION | PBO-SRO-BPI-11665276-058 / PBO-SRO-BPI-11665276-059 / OUSSE | Vert | Rouge | 3 | 13 | SRO-BPI-11665276 / BPE-0118A-64329-FT / LEE | Orange | Rouge | 7 | 73 | B2-T1-MODULE-D | 1 | Vertical | Mutualise - TH51104306 | Pigtail | As built
B2-T1-MODULE-D | 2 | B2-T1-MODULE-B14 | B2-T1-MODULE-G2 | PBO-SRO-BPI-11665276-059 | PBO-SRO-BPI-11665276-059 | PBO-SRO-BPI-11665276-059 |  | Vert | Bleu | OCCUPE | OCCUPE |  |  | orange |  | OCCUPE | [8 empty] | REFERENCE OK | [13 empty] | SRO-BPI-11665276 | NA | 16/08/2023 10:48:34 | NUSER2765 |  | As built |  | SC-118540131 | PBO-SRO-BPI-11665276-059 | 402-PBO059 | Customer | DSP THD_64 | SFR_FTTH_ZMD_Legacy | 1 - 2 - 3 - 4 - 6 LES COTTAGES DE L OUSSE 64320 OUSSE |  |  | ID-6443900000AF;ID-6443900000AM;ID-6443900000B5;ID-6443900000AI;ID-6443900000A5 |  | 5 | AUTRES | PB Chambre | GP FTTH | FTTH | HABITATION/HABITATION/HABITATION | TH-5110-4317 | As built | Mutualise | 1 | PBO-SRO-BPI-11665276-059 | 2 | CHAMBRE-157-FT/HABITATION/HABITATION/HABITATION | PBO-SRO-BPI-11665276-058 / PBO-SRO-BPI-11665276-059 / OUSSE | Vert | Bleu | 3 | 14 | SRO-BPI-11665276 / BPE-0118A-64329-FT / LEE | Orange | Bleu | 7 | 74 | B2-T1-MODULE-D | 2 | Vertical | Mutualise - TH51104317 | Pigtail | As built
B2-T1-MODULE-D | 3 | B2-T1-MODULE-B15 | B2-T1-MODULE-G3 | PBO-SRO-BPI-11665276-059 | PBO-SRO-BPI-11665276-059 | PBO-SRO-BPI-11665276-059 |  | Vert | Vert | OK | OCCUPE | 2215 |  |  |  | OK | [8 empty] | REFERENCE OK | [13 empty] | SRO-BPI-11665276 | NA | 16/08/2023 10:48:34 | NUSER2765 |  | As built |  | SC-118540131 | PBO-SRO-BPI-11665276-059 | 402-PBO059 | Customer | DSP THD_64 | SFR_FTTH_ZMD_Legacy | 1 - 2 - 3 - 4 - 6 LES COTTAGES DE L OUSSE 64320 OUSSE |  |  | ID-6443900000AF;ID-6443900000AM;ID-6443900000B5;ID-6443900000AI;ID-6443900000A5 |  | 5 | AUTRES | PB Chambre | GP FTTH | FTTH | HABITATION/HABITATION/HABITATION | TH-5110-4328 | New | Libre | 1 | PBO-SRO-BPI-11665276-059 | 3 | CHAMBRE-157-FT/HABITATION/HABITATION/HABITATION | PBO-SRO-BPI-11665276-058 / PBO-SRO-BPI-11665276-059 / OUSSE | Vert | Vert | 3 | 15 | SRO-BPI-11665276 / BPE-0118A-64329-FT / LEE | Orange | Vert | 7 | 75 | B2-T1-MODULE-D | 3 | Vertical
B2-T1-MODULE-D | 4 | B2-T1-MODULE-B16 | B2-T1-MODULE-G4 | PBO-SRO-BPI-11665276-059 | PBO-SRO-BPI-11665276-059 | PBO-SRO-BPI-11665276-059 |  | Vert | Jaune | OK | OK | 2215 | 2269 |  |  | OK | [8 empty] | REFERENCE OK | [13 empty] | SRO-BPI-11665276 | NA | 16/08/2023 10:48:34 | NUSER2765 |  | As built |  | SC-118540131 | PBO-SRO-BPI-11665276-059 | 402-PBO059 | Customer | DSP THD_64 | SFR_FTTH_ZMD_Legacy | 1 - 2 - 3 - 4 - 6 LES COTTAGES DE L OUSSE 64320 OUSSE |  |  | ID-6443900000AF;ID-6443900000AM;ID-6443900000B5;ID-6443900000AI;ID-6443900000A5 |  | 5 | AUTRES | PB Chambre | GP FTTH | FTTH | HABITATION/HABITATION/HABITATION | TH-5110-4339 | New | Libre | 1 | PBO-SRO-BPI-11665276-059 | 4 | CHAMBRE-157-FT/HABITATION/HABITATION/HABITATION | PBO-SRO-BPI-11665276-058 / PBO-SRO-BPI-11665276-059 / OUSSE | Vert | Jaune | 3 | 16 | SRO-BPI-11665276 / BPE-0118A-64329-FT / LEE | Orange | Jaune | 7 | 76 | B2-T1-MODULE-D | 4 | Vertical
B2-T1-MODULE-D | 5 | B2-T1-MODULE-B17 | B2-T1-MODULE-G5 | PBO-SRO-BPI-11665276-059 | PBO-SRO-BPI-11665276-059 | PBO-SRO-BPI-11665276-059 |  | Vert | Violet | OK | OK | 2214 | 2269 |  |  | OK | [8 empty] | REFERENCE OK | [13 empty] | SRO-BPI-11665276 | NA | 16/08/2023 10:48:34 | NUSER2765 |  | As built |  | SC-118540131 | PBO-SRO-BPI-11665276-059 | 402-PBO059 | Customer | DSP THD_64 | SFR_FTTH_ZMD_Legacy | 1 - 2 - 3 - 4 - 6 LES COTTAGES DE L OUSSE 64320 OUSSE |  |  | ID-6443900000AF;ID-6443900000AM;ID-6443900000B5;ID-6443900000AI;ID-6443900000A5 |  | 5 | AUTRES | PB Chambre | GP FTTH | FTTH | HABITATION/HABITATION/HABITATION | TH-5110-4350 | New | Libre | 1 | PBO-SRO-BPI-11665276-059 | 5 | CHAMBRE-157-FT/HABITATION/HABITATION/HABITATION | PBO-SRO-BPI-11665276-058 / PBO-SRO-BPI-11665276-059 / OUSSE | Vert | Violet | 3 | 17 | SRO-BPI-11665276 / BPE-0118A-64329-FT / LEE | Orange | Violet | 7 | 77 | B2-T1-MODULE-D | 5 | Vertical
B2-T1-MODULE-D | 6 | B2-T1-MODULE-B18 | B2-T1-MODULE-G6 | PBO-SRO-BPI-11665276-059 | PBO-SRO-BPI-11665276-059 | PBO-SRO-BPI-11665276-059 |  | Vert | Blanc | OK | OCCUPE | 2215 |  |  |  | OK | [8 empty] | REFERENCE OK | [13 empty] | SRO-BPI-11665276 | NA | 16/08/2023 10:48:34 | NUSER2765 |  | As built |  | SC-118540131 | PBO-SRO-BPI-11665276-059 | 402-PBO059 | Customer | DSP THD_64 | SFR_FTTH_ZMD_Legacy | 1 - 2 - 3 - 4 - 6 LES COTTAGES DE L OUSSE 64320 OUSSE |  |  | ID-6443900000AF;ID-6443900000AM;ID-6443900000B5;ID-6443900000AI;ID-6443900000A5 |  | 5 | AUTRES | PB Chambre | GP FTTH | FTTH | [5 empty] | PBO-SRO-BPI-11665276-059 | 6 | CHAMBRE-157-FT/HABITATION/HABITATION/HABITATION | PBO-SRO-BPI-11665276-058 / PBO-SRO-BPI-11665276-059 / OUSSE | Vert | Blanc | 3 | 18 | SRO-BPI-11665276 / BPE-0118A-64329-FT / LEE | Orange | Blanc | 7 | 78 | B2-T1-MODULE-D | 6 | Vertical
B2-T1-MODULE-D | 7 | B2-T1-MODULE-B19 | B2-T1-MODULE-G7 | PBO-SRO-BPI-11665276-058 | PBO-SRO-BPI-11665276-058 | PBO-SRO-BPI-11665276-058 |  | Jaune | Rouge | OCCUPE | OK |  | 2056 | orange |  | OCCUPE | [8 empty] | REFERENCE OK | [13 empty] | SRO-BPI-11665276 | NA | 16/08/2023 10:48:34 | NUSER2765 |  | As built |  | SC-118540148 | PBO-SRO-BPI-11665276-058 | 402-PBO058 | Customer | DSP THD_64 | SFR_FTTH_ZMD_Legacy | 1 - 3 - 5 - 7 - 9 IMPASSE DES CHEVREUILS 64320 OUSSE |  |  | ID-64439000009Q;ID-64439000009R;ID-64439000009W;ID-64439000009S;ID-64439000009T |  | 5 | AUTRES | PB Aerien | GP FTTH | FTTH | HABITATION/HABITATION/HABITATION | TH-5110-5241 | As built | Mutualise | 1 | PBO-SRO-BPI-11665276-058 | 1 | POTEAU-FT/HABITATION/HABITATION/HABITATION | PBO-SRO-BPI-11665276-057 / PBO-SRO-BPI-11665276-058 / OUSSE | Jaune | Rouge | 4 | 19 | SRO-BPI-11665276 / BPE-0118A-64329-FT / LEE | Orange | Orange | 7 | 79 | B2-T1-MODULE-D | 7 | Vertical | Mutualise - TH51105241 | Pigtail | As built
B2-T1-MODULE-D | 8 | B2-T1-MODULE-B20 | B2-T1-MODULE-G8 | PBO-SRO-BPI-11665276-058 | PBO-SRO-BPI-11665276-058 | PBO-SRO-BPI-11665276-058 |  | Jaune | Bleu | OCCUPE | OCCUPE |  |  | orange |  | OCCUPE | [8 empty] | REFERENCE OK | [13 empty] | SRO-BPI-11665276 | NA | 16/08/2023 10:48:34 | NUSER2765 |  | As built |  | SC-118540148 | PBO-SRO-BPI-11665276-058 | 402-PBO058 | Customer | DSP THD_64 | SFR_FTTH_ZMD_Legacy | 1 - 3 - 5 - 7 - 9 IMPASSE DES CHEVREUILS 64320 OUSSE |  |  | ID-64439000009Q;ID-64439000009R;ID-64439000009W;ID-64439000009S;ID-64439000009T |  | 5 | AUTRES | PB Aerien | GP FTTH | FTTH | HABITATION/HABITATION/HABITATION | TH-5110-5252 | As built | Mutualise | 1 | PBO-SRO-BPI-11665276-058 | 2 | POTEAU-FT/HABITATION/HABITATION/HABITATION | PBO-SRO-BPI-11665276-057 / PBO-SRO-BPI-11665276-058 / OUSSE | Jaune | Bleu | 4 | 20 | SRO-BPI-11665276 / BPE-0118A-64329-FT / LEE | Orange | Gris | 7 | 80 | B2-T1-MODULE-D | 8 | Vertical | Mutualise - TH51105252 | Pigtail | As built
B2-T1-MODULE-D | 9 | B2-T1-MODULE-B21 | B2-T1-MODULE-G9 | PBO-SRO-BPI-11665276-058 | PBO-SRO-BPI-11665276-058 | PBO-SRO-BPI-11665276-058 |  | Jaune | Vert | OK | OCCUPE | 2002 |  |  |  | OK | [8 empty] | REFERENCE OK | [13 empty] | SRO-BPI-11665276 | NA | 16/08/2023 10:48:34 | NUSER2765 |  | As built |  | SC-118540148 | PBO-SRO-BPI-11665276-058 | 402-PBO058 | Customer | DSP THD_64 | SFR_FTTH_ZMD_Legacy | 1 - 3 - 5 - 7 - 9 IMPASSE DES CHEVREUILS 64320 OUSSE |  |  | ID-64439000009Q;ID-64439000009R;ID-64439000009W;ID-64439000009S;ID-64439000009T |  | 5 | AUTRES | PB Aerien | GP FTTH | FTTH | HABITATION/HABITATION/HABITATION | TH-5110-5263 | As built | Mutualise | 1 | PBO-SRO-BPI-11665276-058 | 3 | POTEAU-FT/HABITATION/HABITATION/HABITATION | PBO-SRO-BPI-11665276-057 / PBO-SRO-BPI-11665276-058 / OUSSE | Jaune | Vert | 4 | 21 | SRO-BPI-11665276 / BPE-0118A-64329-FT / LEE | Orange | Marron | 7 | 81 | B2-T1-MODULE-D | 9 | Vertical | Mutualise - TH51105263 | Pigtail | As built
B2-T1-MODULE-D | 10 | B2-T1-MODULE-B22 | B2-T1-MODULE-G10 | PBO-SRO-BPI-11665276-058 | PBO-SRO-BPI-11665276-058 | PBO-SRO-BPI-11665276-058 |  | Jaune | Jaune | NOK | OK | 2022 | 2056 |  |  | OK | [8 empty] | REFERENCE OK |  | 1: BPE-0084-FT | SRO-BPI-11665276 | NA | 16/08/2023 10:48:34 | NUSER2765 |  | As built |  | SC-118540148 | PBO-SRO-BPI-11665276-058 | 402-PBO058 | Customer | DSP THD_64 | SFR_FTTH_ZMD_Legacy | 1 - 3 - 5 - 7 - 9 IMPASSE DES CHEVREUILS 64320 OUSSE |  |  | ID-64439000009Q;ID-64439000009R;ID-64439000009W;ID-64439000009S;ID-64439000009T |  | 5 | AUTRES | PB Aerien | GP FTTH | FTTH | HABITATION/HABITATION/HABITATION | TH-5110-5274 | New | Libre | 1 | PBO-SRO-BPI-11665276-058 | 4 | POTEAU-FT/HABITATION/HABITATION/HABITATION | PBO-SRO-BPI-11665276-057 / PBO-SRO-BPI-11665276-058 / OUSSE | Jaune | Jaune | 4 | 22 | SRO-BPI-11665276 / BPE-0118A-64329-FT / LEE | Orange | Noir | 7 | 82 | B2-T1-MODULE-D | 10 | Vertical
B2-T1-MODULE-D | 11 | B2-T1-MODULE-B23 | B2-T1-MODULE-G11 | PBO-SRO-BPI-11665276-058 | PBO-SRO-BPI-11665276-058 | PBO-SRO-BPI-11665276-058 |  | Jaune | Violet | OK | OCCUPE | 2002 |  |  |  | OK | [8 empty] | REFERENCE OK | [13 empty] | SRO-BPI-11665276 | NA | 16/08/2023 10:48:34 | NUSER2765 |  | As built |  | SC-118540148 | PBO-SRO-BPI-11665276-058 | 402-PBO058 | Customer | DSP THD_64 | SFR_FTTH_ZMD_Legacy | 1 - 3 - 5 - 7 - 9 IMPASSE DES CHEVREUILS 64320 OUSSE |  |  | ID-64439000009Q;ID-64439000009R;ID-64439000009W;ID-64439000009S;ID-64439000009T |  | 5 | AUTRES | PB Aerien | GP FTTH | FTTH | HABITATION/HABITATION/HABITATION | TH-5110-5285 | New | Libre | 1 | PBO-SRO-BPI-11665276-058 | 5 | POTEAU-FT/HABITATION/HABITATION/HABITATION | PBO-SRO-BPI-11665276-057 / PBO-SRO-BPI-11665276-058 / OUSSE | Jaune | Violet | 4 | 23 | SRO-BPI-11665276 / BPE-0118A-64329-FT / LEE | Orange | Turquoise | 7 | 83 | B2-T1-MODULE-D | 11 | Vertical
B2-T1-MODULE-D | 12 | B2-T1-MODULE-B24 | B2-T1-MODULE-G12 | PBO-SRO-BPI-11665276-058 | PBO-SRO-BPI-11665276-058 | PBO-SRO-BPI-11665276-058 |  | Jaune | Blanc | OK | OK | 2002 | 2056 |  |  | OK | [8 empty] | REFERENCE OK | [13 empty] | SRO-BPI-11665276 | NA | 16/08/2023 10:48:34 | NUSER2765 |  | As built |  | SC-118540148 | PBO-SRO-BPI-11665276-058 | 402-PBO058 | Customer | DSP THD_64 | SFR_FTTH_ZMD_Legacy | 1 - 3 - 5 - 7 - 9 IMPASSE DES CHEVREUILS 64320 OUSSE |  |  | ID-64439000009Q;ID-64439000009R;ID-64439000009W;ID-64439000009S;ID-64439000009T |  | 5 | AUTRES | PB Aerien | GP FTTH | FTTH | [5 empty] | PBO-SRO-BPI-11665276-058 | 6 | POTEAU-FT/HABITATION/HABITATION/HABITATION | PBO-SRO-BPI-11665276-057 / PBO-SRO-BPI-11665276-058 / OUSSE | Jaune | Blanc | 4 | 24 | SRO-BPI-11665276 / BPE-0118A-64329-FT / LEE | Orange | Rose | 7 | 84 | B2-T1-MODULE-D | 12 | Vertical
B2-T1-MODULE-D | 13 | - | B2-T1-MODULE-H1 | PBO-SRO-BPI-11665276-061 | PBO-SRO-BPI-11665276-061 | PBO-SRO-BPI-11665276-061 |  | Rouge | Rouge | OCCUPE | OCCUPE |  |  | bleu |  | OCCUPE | [22 empty] | SRO-BPI-11665276 | NA | 16/08/2023 10:48:34 | NUSER2765 |  | As built |  | SC-118540124 | PBO-SRO-BPI-11665276-061 | 402-PBO061 | Customer | DSP THD_64 | SFR_FTTH_ZMD_Legacy | 5 - 6 - 7 - 8 - 9 IMPASSE DES PARTOLES 64320 OUSSE |  |  | ID-64439000009M;ID-64439000009L;ID-64439000009N;ID-64439000009K;ID-64439000009O |  | 6 | AUTRES | PB Aerien | GP FTTH | FTTH | HABITATION/HABITATION/HABITATION | TH-5110-3789 | As built | Mutualise | 1 | PBO-SRO-BPI-11665276-061 | 1 | POTEAU-ERDF/HABITATION/HABITATION/HABITATION | PBO-SRO-BPI-11665276-057 / PBO-SRO-BPI-11665276-061 / OUSSE | Rouge | Rouge | 1 | 1 | SRO-BPI-11665276 / BPE-0118A-64329-FT / LEE | Gris | Rouge | 8 | 85 | B2-T1-MODULE-D | 13 | Vertical | Mutualise - TH51103789 | Pigtail | As built
B2-T1-MODULE-D | 14 | - | B2-T1-MODULE-H2 | PBO-SRO-BPI-11665276-061 | PBO-SRO-BPI-11665276-061 | PBO-SRO-BPI-11665276-061 |  | Rouge | Bleu | OK | OCCUPE | 2005 |  |  |  | OK | [22 empty] | SRO-BPI-11665276 | NA | 16/08/2023 10:48:34 | NUSER2765 |  | As built |  | SC-118540124 | PBO-SRO-BPI-11665276-061 | 402-PBO061 | Customer | DSP THD_64 | SFR_FTTH_ZMD_Legacy | 5 - 6 - 7 - 8 - 9 IMPASSE DES PARTOLES 64320 OUSSE |  |  | ID-64439000009M;ID-64439000009L;ID-64439000009N;ID-64439000009K;ID-64439000009O |  | 6 | AUTRES | PB Aerien | GP FTTH | FTTH | HABITATION/HABITATION/HABITATION | TH-5110-3778 | As built | Utilise | 1 | PBO-SRO-BPI-11665276-061 | 2 | POTEAU-ERDF/HABITATION/HABITATION/HABITATION | PBO-SRO-BPI-11665276-057 / PBO-SRO-BPI-11665276-061 / OUSSE | Rouge | Bleu | 1 | 2 | SRO-BPI-11665276 / BPE-0118A-64329-FT / LEE | Gris | Bleu | 8 | 86 | B2-T1-MODULE-D | 14 | Vertical | TH51103778 | Jumper | As built | Utilise | B1-T2-SPL-1*64-03-OUT | 5 | Horizontal | SPL-1*64-03 | OptSplitter |  | 5 | 1x64 | [5 empty] | PIG9648553 | Pigtail | B2-T6-MODULE-TRANSPORT-A | 3 | Indetermine | BPE_0011-SFR / SRO-BPI-11665276 / LEE | Rouge | Vert | 1 | 3
B2-T1-MODULE-D | 15 | - | B2-T1-MODULE-H3 | PBO-SRO-BPI-11665276-061 | PBO-SRO-BPI-11665276-061 | PBO-SRO-BPI-11665276-061 |  | Rouge | Vert | OK | OCCUPE | 2004 |  |  |  | OK | [22 empty] | SRO-BPI-11665276 | NA | 16/08/2023 10:48:34 | NUSER2765 |  | As built |  | SC-118540124 | PBO-SRO-BPI-11665276-061 | 402-PBO061 | Customer | DSP THD_64 | SFR_FTTH_ZMD_Legacy | 5 - 6 - 7 - 8 - 9 IMPASSE DES PARTOLES 64320 OUSSE |  |  | ID-64439000009M;ID-64439000009L;ID-64439000009N;ID-64439000009K;ID-64439000009O |  | 6 | AUTRES | PB Aerien | GP FTTH | FTTH | HABITATION/HABITATION/HABITATION | TH-5110-3767 | As built | Utilise | 1 | PBO-SRO-BPI-11665276-061 | 3 | POTEAU-ERDF/HABITATION/HABITATION/HABITATION | PBO-SRO-BPI-11665276-057 / PBO-SRO-BPI-11665276-061 / OUSSE | Rouge | Vert | 1 | 3 | SRO-BPI-11665276 / BPE-0118A-64329-FT / LEE | Gris | Vert | 8 | 87 | B2-T1-MODULE-D | 15 | Vertical | TH51103767 | Jumper | As built | Utilise | B1-T2-SPL-1*64-03-OUT | 36 | Horizontal | SPL-1*64-03 | OptSplitter |  | 36 | 1x64 | [5 empty] | PIG9648553 | Pigtail | B2-T6-MODULE-TRANSPORT-A | 3 | Indetermine | BPE_0011-SFR / SRO-BPI-11665276 / LEE | Rouge | Vert | 1 | 3
B2-T1-MODULE-D | 16 | - | B2-T1-MODULE-H4 | PBO-SRO-BPI-11665276-061 | PBO-SRO-BPI-11665276-061 | PBO-SRO-BPI-11665276-061 |  | Rouge | Jaune | OK | OCCUPE | 2004 |  |  |  | OK | [22 empty] | SRO-BPI-11665276 | NA | 16/08/2023 10:48:34 | NUSER2765 |  | As built |  | SC-118540124 | PBO-SRO-BPI-11665276-061 | 402-PBO061 | Customer | DSP THD_64 | SFR_FTTH_ZMD_Legacy | 5 - 6 - 7 - 8 - 9 IMPASSE DES PARTOLES 64320 OUSSE |  |  | ID-64439000009M;ID-64439000009L;ID-64439000009N;ID-64439000009K;ID-64439000009O |  | 6 | AUTRES | PB Aerien | GP FTTH | FTTH | HABITATION/HABITATION/HABITATION | TH-5110-3800 | As built | Mutualise | 1 | PBO-SRO-BPI-11665276-061 | 4 | POTEAU-ERDF/HABITATION/HABITATION/HABITATION | PBO-SRO-BPI-11665276-057 / PBO-SRO-BPI-11665276-061 / OUSSE | Rouge | Jaune | 1 | 4 | SRO-BPI-11665276 / BPE-0118A-64329-FT / LEE | Gris | Jaune | 8 | 88 | B2-T1-MODULE-D | 16 | Vertical | Mutualise - TH51103800 | Pigtail | As built
B2-T1-MODULE-D | 17 | - | B2-T1-MODULE-H5 | PBO-SRO-BPI-11665276-061 | PBO-SRO-BPI-11665276-061 | PBO-SRO-BPI-11665276-061 |  | Rouge | Violet | OK | OCCUPE | 2004 |  |  |  | OK | [22 empty] | SRO-BPI-11665276 | NA | 16/08/2023 10:48:34 | NUSER2765 |  | As built |  | SC-118540124 | PBO-SRO-BPI-11665276-061 | 402-PBO061 | Customer | DSP THD_64 | SFR_FTTH_ZMD_Legacy | 5 - 6 - 7 - 8 - 9 IMPASSE DES PARTOLES 64320 OUSSE |  |  | ID-64439000009M;ID-64439000009L;ID-64439000009N;ID-64439000009K;ID-64439000009O |  | 6 | AUTRES | PB Aerien | GP FTTH | FTTH | HABITATION/HABITATION/HABITATION | TH-5110-3811 | As built | Mutualise | 1 | PBO-SRO-BPI-11665276-061 | 5 | POTEAU-ERDF/HABITATION/HABITATION/HABITATION | PBO-SRO-BPI-11665276-057 / PBO-SRO-BPI-11665276-061 / OUSSE | Rouge | Violet | 1 | 5 | SRO-BPI-11665276 / BPE-0118A-64329-FT / LEE | Gris | Violet | 8 | 89 | B2-T1-MODULE-D | 17 | Vertical | Mutualise - TH51103811 | Pigtail | As built
B2-T1-MODULE-D | 18 | - | B2-T1-MODULE-H6 | PBO-SRO-BPI-11665276-061 | PBO-SRO-BPI-11665276-061 | PBO-SRO-BPI-11665276-061 |  | Rouge | Blanc | OK | OK | 2005 | 2058 |  |  | OK | [22 empty] | SRO-BPI-11665276 | NA | 16/08/2023 10:48:34 | NUSER2765 |  | As built |  | SC-118540124 | PBO-SRO-BPI-11665276-061 | 402-PBO061 | Customer | DSP THD_64 | SFR_FTTH_ZMD_Legacy | 5 - 6 - 7 - 8 - 9 IMPASSE DES PARTOLES 64320 OUSSE |  |  | ID-64439000009M;ID-64439000009L;ID-64439000009N;ID-64439000009K;ID-64439000009O |  | 6 | AUTRES | PB Aerien | GP FTTH | FTTH | HABITATION/HABITATION/HABITATION | TH-9654-5130 | New | Libre | 1 | PBO-SRO-BPI-11665276-061 | 6 | POTEAU-ERDF/HABITATION/HABITATION/HABITATION | PBO-SRO-BPI-11665276-057 / PBO-SRO-BPI-11665276-061 / OUSSE | Rouge | Blanc | 1 | 6 | SRO-BPI-11665276 / BPE-0118A-64329-FT / LEE | Gris | Blanc | 8 | 90 | B2-T1-MODULE-D | 18 | Vertical
B2-T1-MODULE-D | 19 | - | B2-T1-MODULE-H7 | PBO-SRO-BPI-11665276-057 | PBO-SRO-BPI-11665276-057 | PBO-SRO-BPI-11665276-057 |  | Blanc | Rouge | OCCUPE | OCCUPE |  |  | orange |  | OCCUPE | [22 empty] | SRO-BPI-11665276 | NA | 16/08/2023 10:48:34 | NUSER2765 |  | As built |  | SC-118540135 | PBO-SRO-BPI-11665276-057 | 402-PBO057 | Customer | DSP THD_64 | SFR_FTTH_ZMD_Legacy | 11 RUE DES BICHES ; 1 - 2 - 3 - 4 IMPASSE DES PARTOLES 64320 LEE |  |  | ID-64329000006C;ID-64439000009G;ID-64439000009H;ID-64439000009J;ID-64439000009I |  | 5 | AUTRES | PB Aerien | GP FTTH | FTTH | HABITATION/HABITATION/HABITATION | TH-5110-4526 | As built | Mutualise | 1 | PBO-SRO-BPI-11665276-057 | 1 | POTEAU-FT/HABITATION/HABITATION/HABITATION | PBO-SRO-BPI-11665276-056 / PBO-SRO-BPI-11665276-057 / OUSSE | Blanc | Rouge | 6 | 31 | SRO-BPI-11665276 / BPE-0118A-64329-FT / LEE | Gris | Orange | 8 | 91 | B2-T1-MODULE-D | 19 | Vertical | Mutualise - TH51104526 | Pigtail | As built
B2-T1-MODULE-D | 20 | - | B2-T1-MODULE-H8 | PBO-SRO-BPI-11665276-057 | PBO-SRO-BPI-11665276-057 | PBO-SRO-BPI-11665276-057 |  | Blanc | Bleu | OCCUPE | OCCUPE |  |  | orange |  | OCCUPE | [22 empty] | SRO-BPI-11665276 | NA | 16/08/2023 10:48:34 | NUSER2765 |  | As built |  | SC-118540135 | PBO-SRO-BPI-11665276-057 | 402-PBO057 | Customer | DSP THD_64 | SFR_FTTH_ZMD_Legacy | 11 RUE DES BICHES ; 1 - 2 - 3 - 4 IMPASSE DES PARTOLES 64320 LEE |  |  | ID-64329000006C;ID-64439000009G;ID-64439000009H;ID-64439000009J;ID-64439000009I |  | 5 | AUTRES | PB Aerien | GP FTTH | FTTH | HABITATION/HABITATION/HABITATION | TH-5110-4537 | As built | Mutualise | 1 | PBO-SRO-BPI-11665276-057 | 2 | POTEAU-FT/HABITATION/HABITATION/HABITATION | PBO-SRO-BPI-11665276-056 / PBO-SRO-BPI-11665276-057 / OUSSE | Blanc | Bleu | 6 | 32 | SRO-BPI-11665276 / BPE-0118A-64329-FT / LEE | Gris | Gris | 8 | 92 | B2-T1-MODULE-D | 20 | Vertical | Mutualise - TH51104537 | Pigtail | As built
B2-T1-MODULE-D | 21 | - | B2-T1-MODULE-H9 | PBO-SRO-BPI-11665276-057 | PBO-SRO-BPI-11665276-057 | PBO-SRO-BPI-11665276-057 |  | Blanc | Vert | OCCUPE | OCCUPE |  |  | orange |  | OCCUPE | [22 empty] | SRO-BPI-11665276 | NA | 16/08/2023 10:48:34 | NUSER2765 |  | As built |  | SC-118540135 | PBO-SRO-BPI-11665276-057 | 402-PBO057 | Customer | DSP THD_64 | SFR_FTTH_ZMD_Legacy | 11 RUE DES BICHES ; 1 - 2 - 3 - 4 IMPASSE DES PARTOLES 64320 LEE |  |  | ID-64329000006C;ID-64439000009G;ID-64439000009H;ID-64439000009J;ID-64439000009I |  | 5 | AUTRES | PB Aerien | GP FTTH | FTTH | HABITATION/HABITATION/HABITATION | TH-5110-4548 | As built | Mutualise | 1 | PBO-SRO-BPI-11665276-057 | 3 | POTEAU-FT/HABITATION/HABITATION/HABITATION | PBO-SRO-BPI-11665276-056 / PBO-SRO-BPI-11665276-057 / OUSSE | Blanc | Vert | 6 | 33 | SRO-BPI-11665276 / BPE-0118A-64329-FT / LEE | Gris | Marron | 8 | 93 | B2-T1-MODULE-D | 21 | Vertical | Mutualise - TH51104548 | Pigtail | As built
B2-T1-MODULE-D | 22 | - | B2-T1-MODULE-H10 | PBO-SRO-BPI-11665276-057 | PBO-SRO-BPI-11665276-057 | PBO-SRO-BPI-11665276-057 |  | Blanc | Jaune | OK | OK | 1885 | 1939 |  |  | OK | [22 empty] | SRO-BPI-11665276 | NA | 16/08/2023 10:48:34 | NUSER2765 |  | As built |  | SC-118540135 | PBO-SRO-BPI-11665276-057 | 402-PBO057 | Customer | DSP THD_64 | SFR_FTTH_ZMD_Legacy | 11 RUE DES BICHES ; 1 - 2 - 3 - 4 IMPASSE DES PARTOLES 64320 LEE |  |  | ID-64329000006C;ID-64439000009G;ID-64439000009H;ID-64439000009J;ID-64439000009I |  | 5 | AUTRES | PB Aerien | GP FTTH | FTTH | HABITATION/HABITATION/HABITATION | TH-5110-4559 | New | Libre | 1 | PBO-SRO-BPI-11665276-057 | 4 | POTEAU-FT/HABITATION/HABITATION/HABITATION | PBO-SRO-BPI-11665276-056 / PBO-SRO-BPI-11665276-057 / OUSSE | Blanc | Jaune | 6 | 34 | SRO-BPI-11665276 / BPE-0118A-64329-FT / LEE | Gris | Noir | 8 | 94 | B2-T1-MODULE-D | 22 | Vertical
B2-T1-MODULE-D | 23 | - | B2-T1-MODULE-H11 | PBO-SRO-BPI-11665276-057 | PBO-SRO-BPI-11665276-057 | PBO-SRO-BPI-11665276-057 |  | Blanc | Violet | OK | OCCUPE | 1885 |  |  |  | OK | [22 empty] | SRO-BPI-11665276 | NA | 16/08/2023 10:48:34 | NUSER2765 |  | As built |  | SC-118540135 | PBO-SRO-BPI-11665276-057 | 402-PBO057 | Customer | DSP THD_64 | SFR_FTTH_ZMD_Legacy | 11 RUE DES BICHES ; 1 - 2 - 3 - 4 IMPASSE DES PARTOLES 64320 LEE |  |  | ID-64329000006C;ID-64439000009G;ID-64439000009H;ID-64439000009J;ID-64439000009I |  | 5 | AUTRES | PB Aerien | GP FTTH | FTTH | HABITATION/HABITATION/HABITATION | TH-5110-4570 | New | Libre | 1 | PBO-SRO-BPI-11665276-057 | 5 | POTEAU-FT/HABITATION/HABITATION/HABITATION | PBO-SRO-BPI-11665276-056 / PBO-SRO-BPI-11665276-057 / OUSSE | Blanc | Violet | 6 | 35 | SRO-BPI-11665276 / BPE-0118A-64329-FT / LEE | Gris | Turquoise | 8 | 95 | B2-T1-MODULE-D | 23 | Vertical
B2-T1-MODULE-D | 24 | - | B2-T1-MODULE-H12 | PBO-SRO-BPI-11665276-057 | PBO-SRO-BPI-11665276-057 | PBO-SRO-BPI-11665276-057 |  | Blanc | Blanc | OK | OCCUPE | 1885 |  |  |  | OK | [22 empty] | SRO-BPI-11665276 | NA | 16/08/2023 10:48:34 | NUSER2765 |  | As built |  | SC-118540135 | PBO-SRO-BPI-11665276-057 | 402-PBO057 | Customer | DSP THD_64 | SFR_FTTH_ZMD_Legacy | 11 RUE DES BICHES ; 1 - 2 - 3 - 4 IMPASSE DES PARTOLES 64320 LEE |  |  | ID-64329000006C;ID-64439000009G;ID-64439000009H;ID-64439000009J;ID-64439000009I |  | 5 | AUTRES | PB Aerien | GP FTTH | FTTH | [5 empty] | PBO-SRO-BPI-11665276-057 | 6 | POTEAU-FT/HABITATION/HABITATION/HABITATION | PBO-SRO-BPI-11665276-056 / PBO-SRO-BPI-11665276-057 / OUSSE | Blanc | Blanc | 6 | 36 | SRO-BPI-11665276 / BPE-0118A-64329-FT / LEE | Gris | Rose | 8 | 96 | B2-T1-MODULE-D | 24 | Vertical
B2-T1-MODULE-E | 1 | B2-T1-MODULE-C1 | B2-T1-MODULE-I1 | PBO-SRO-BPI-11665276-056 | PBO-SRO-BPI-11665276-056 | PBO-SRO-BPI-11665276-056 |  | Orange | Rouge | OCCUPE | OK |  | 1848 | orange |  | OCCUPE | [8 empty] | REFERENCE OK | [13 empty] | SRO-BPI-11665276 | NA | 16/08/2023 10:48:34 | NUSER2765 |  | As built |  | SC-118540149 | PBO-SRO-BPI-11665276-056 | 402-PBO056 | Customer | DSP THD_64 | SFR_FTTH_ZMD_Legacy | 1 - 3 - 5 - 7 - 9 RUE DES BICHES 64320 LEE |  |  | ID-64329000006B;ID-643290000069;ID-64329000006A;ID-643290000067;ID-643290000068 |  | 6 | AUTRES | PB Aerien | GP FTTH | FTTH | HABITATION/HABITATION/HABITATION | TH-5110-5296 | As built | Mutualise | 1 | PBO-SRO-BPI-11665276-056 | 1 | POTEAU-FT/HABITATION/HABITATION/HABITATION | BPE-0084-64439-FT / PBO-SRO-BPI-11665276-056 / LEE | Orange | Rouge | 7 | 37 | SRO-BPI-11665276 / BPE-0118A-64329-FT / LEE | Marron | Rouge | 9 | 97 | B2-T1-MODULE-E | 1 | Vertical | Mutualise - TH51105296 | Pigtail | As built
B2-T1-MODULE-E | 2 | B2-T1-MODULE-C2 | B2-T1-MODULE-I2 | PBO-SRO-BPI-11665276-056 | PBO-SRO-BPI-11665276-056 | PBO-SRO-BPI-11665276-056 |  | Orange | Bleu | OCCUPE | OCCUPE |  |  | orange |  | OCCUPE | [8 empty] | REFERENCE OK | [13 empty] | SRO-BPI-11665276 | NA | 16/08/2023 10:48:34 | NUSER2765 |  | As built |  | SC-118540149 | PBO-SRO-BPI-11665276-056 | 402-PBO056 | Customer | DSP THD_64 | SFR_FTTH_ZMD_Legacy | 1 - 3 - 5 - 7 - 9 RUE DES BICHES 64320 LEE |  |  | ID-64329000006B;ID-643290000069;ID-64329000006A;ID-643290000067;ID-643290000068 |  | 6 | AUTRES | PB Aerien | GP FTTH | FTTH | HABITATION/HABITATION/HABITATION | TH-5110-5307 | As built | Mutualise | 1 | PBO-SRO-BPI-11665276-056 | 2 | POTEAU-FT/HABITATION/HABITATION/HABITATION | BPE-0084-64439-FT / PBO-SRO-BPI-11665276-056 / LEE | Orange | Bleu | 7 | 38 | SRO-BPI-11665276 / BPE-0118A-64329-FT / LEE | Marron | Bleu | 9 | 98 | B2-T1-MODULE-E | 2 | Vertical | Mutualise - TH51105307 | Pigtail | As built
B2-T1-MODULE-E | 3 | B2-T1-MODULE-C3 | B2-T1-MODULE-I3 | PBO-SRO-BPI-11665276-056 | PBO-SRO-BPI-11665276-056 | PBO-SRO-BPI-11665276-056 |  | Orange | Vert | OCCUPE | OCCUPE |  |  | orange |  | OCCUPE | [8 empty] | REFERENCE OK | [13 empty] | SRO-BPI-11665276 | NA | 16/08/2023 10:48:34 | NUSER2765 |  | As built |  | SC-118540149 | PBO-SRO-BPI-11665276-056 | 402-PBO056 | Customer | DSP THD_64 | SFR_FTTH_ZMD_Legacy | 1 - 3 - 5 - 7 - 9 RUE DES BICHES 64320 LEE |  |  | ID-64329000006B;ID-643290000069;ID-64329000006A;ID-643290000067;ID-643290000068 |  | 6 | AUTRES | PB Aerien | GP FTTH | FTTH | HABITATION/HABITATION/HABITATION | TH-5110-5318 | As built | Mutualise | 1 | PBO-SRO-BPI-11665276-056 | 3 | POTEAU-FT/HABITATION/HABITATION/HABITATION | BPE-0084-64439-FT / PBO-SRO-BPI-11665276-056 / LEE | Orange | Vert | 7 | 39 | SRO-BPI-11665276 / BPE-0118A-64329-FT / LEE | Marron | Vert | 9 | 99 | B2-T1-MODULE-E | 3 | Vertical | Mutualise - TH51105318 | Pigtail | As built
B2-T1-MODULE-E | 4 | B2-T1-MODULE-C4 | B2-T1-MODULE-I4 | PBO-SRO-BPI-11665276-056 | PBO-SRO-BPI-11665276-056 | PBO-SRO-BPI-11665276-056 |  | Orange | Jaune | OK | OK | 1793 | 1848 |  |  | OK | [8 empty] | REFERENCE OK | [13 empty] | SRO-BPI-11665276 | NA | 16/08/2023 10:48:34 | NUSER2765 |  | As built |  | SC-118540149 | PBO-SRO-BPI-11665276-056 | 402-PBO056 | Customer | DSP THD_64 | SFR_FTTH_ZMD_Legacy | 1 - 3 - 5 - 7 - 9 RUE DES BICHES 64320 LEE |  |  | ID-64329000006B;ID-643290000069;ID-64329000006A;ID-643290000067;ID-643290000068 |  | 6 | AUTRES | PB Aerien | GP FTTH | FTTH | HABITATION/HABITATION/HABITATION | TH-5110-5329 | New | Libre | 1 | PBO-SRO-BPI-11665276-056 | 4 | POTEAU-FT/HABITATION/HABITATION/HABITATION | BPE-0084-64439-FT / PBO-SRO-BPI-11665276-056 / LEE | Orange | Jaune | 7 | 40 | SRO-BPI-11665276 / BPE-0118A-64329-FT / LEE | Marron | Jaune | 9 | 100 | B2-T1-MODULE-E | 4 | Vertical
B2-T1-MODULE-E | 5 | B2-T1-MODULE-C5 | B2-T1-MODULE-I5 | PBO-SRO-BPI-11665276-056 | PBO-SRO-BPI-11665276-056 | PBO-SRO-BPI-11665276-056 |  | Orange | Violet | OK | OK | 1792 | 1848 |  |  | OK | [8 empty] | REFERENCE OK | [13 empty] | SRO-BPI-11665276 | NA | 16/08/2023 10:48:34 | NUSER2765 |  | As built |  | SC-118540149 | PBO-SRO-BPI-11665276-056 | 402-PBO056 | Customer | DSP THD_64 | SFR_FTTH_ZMD_Legacy | 1 - 3 - 5 - 7 - 9 RUE DES BICHES 64320 LEE |  |  | ID-64329000006B;ID-643290000069;ID-64329000006A;ID-643290000067;ID-643290000068 |  | 6 | AUTRES | PB Aerien | GP FTTH | FTTH | HABITATION/HABITATION/HABITATION | TH-5110-5340 | New | Libre | 1 | PBO-SRO-BPI-11665276-056 | 5 | POTEAU-FT/HABITATION/HABITATION/HABITATION | BPE-0084-64439-FT / PBO-SRO-BPI-11665276-056 / LEE | Orange | Violet | 7 | 41 | SRO-BPI-11665276 / BPE-0118A-64329-FT / LEE | Marron | Violet | 9 | 101 | B2-T1-MODULE-E | 5 | Vertical
B2-T1-MODULE-E | 6 | B2-T1-MODULE-C6 | B2-T1-MODULE-I6 | PBO-SRO-BPI-11665276-056 | PBO-SRO-BPI-11665276-056 | PBO-SRO-BPI-11665276-056 |  | Orange | Blanc | OK | OK | 1793 | 1848 |  |  | OK | [8 empty] | REFERENCE OK | [13 empty] | SRO-BPI-11665276 | NA | 16/08/2023 10:48:34 | NUSER2765 |  | As built |  | SC-118540149 | PBO-SRO-BPI-11665276-056 | 402-PBO056 | Customer | DSP THD_64 | SFR_FTTH_ZMD_Legacy | 1 - 3 - 5 - 7 - 9 RUE DES BICHES 64320 LEE |  |  | ID-64329000006B;ID-643290000069;ID-64329000006A;ID-643290000067;ID-643290000068 |  | 6 | AUTRES | PB Aerien | GP FTTH | FTTH | HABITATION/HABITATION/HABITATION | TH-5110-5351 | New | Libre | 1 | PBO-SRO-BPI-11665276-056 | 6 | POTEAU-FT/HABITATION/HABITATION/HABITATION | BPE-0084-64439-FT / PBO-SRO-BPI-11665276-056 / LEE | Orange | Blanc | 7 | 42 | SRO-BPI-11665276 / BPE-0118A-64329-FT / LEE | Marron | Blanc | 9 | 102 | B2-T1-MODULE-E | 6 | Vertical
B2-T1-MODULE-E | 7 | B2-T1-MODULE-C7 | B2-T1-MODULE-I7 | PBO-SRO-BPI-11665276-056 | PBO-SRO-BPI-11665276-056 | PBO-SRO-BPI-11665276-056 |  | Gris | Rouge | OK | OCCUPE | 1793 |  |  |  | OK | [8 empty] | REFERENCE OK | [13 empty] | SRO-BPI-11665276 | NA | 16/08/2023 10:48:34 | NUSER2765 |  | As built |  | SC-118540149 | PBO-SRO-BPI-11665276-056 | 402-PBO056 | Customer | DSP THD_64 | SFR_FTTH_ZMD_Legacy | 1 - 3 - 5 - 7 - 9 RUE DES BICHES 64320 LEE |  |  | ID-64329000006B;ID-643290000069;ID-64329000006A;ID-643290000067;ID-643290000068 |  | 6 | AUTRES | PB Aerien | GP FTTH | FTTH | [5 empty] | PBO-SRO-BPI-11665276-056 | 7 | POTEAU-FT/HABITATION/HABITATION/HABITATION | BPE-0084-64439-FT / PBO-SRO-BPI-11665276-056 / LEE | Gris | Rouge | 8 | 43 | SRO-BPI-11665276 / BPE-0118A-64329-FT / LEE | Marron | Orange | 9 | 103 | B2-T1-MODULE-E | 7 | Vertical
B2-T1-MODULE-E | 8 | B2-T1-MODULE-C8 | B2-T1-MODULE-I8 | PBO-SRO-BPI-11665276-056 | PBO-SRO-BPI-11665276-056 | PBO-SRO-BPI-11665276-056 |  | Gris | Bleu | OK | OCCUPE | 1793 |  |  |  | OK | [8 empty] | REFERENCE OK | [13 empty] | SRO-BPI-11665276 | NA | 16/08/2023 10:48:34 | NUSER2765 |  | As built |  | SC-118540149 | PBO-SRO-BPI-11665276-056 | 402-PBO056 | Customer | DSP THD_64 | SFR_FTTH_ZMD_Legacy | 1 - 3 - 5 - 7 - 9 RUE DES BICHES 64320 LEE |  |  | ID-64329000006B;ID-643290000069;ID-64329000006A;ID-643290000067;ID-643290000068 |  | 6 | AUTRES | PB Aerien | GP FTTH | FTTH | [5 empty] | PBO-SRO-BPI-11665276-056 | 8 | POTEAU-FT/HABITATION/HABITATION/HABITATION | BPE-0084-64439-FT / PBO-SRO-BPI-11665276-056 / LEE | Gris | Bleu | 8 | 44 | SRO-BPI-11665276 / BPE-0118A-64329-FT / LEE | Marron | Gris | 9 | 104 | B2-T1-MODULE-E | 8 | Vertical
B2-T1-MODULE-E | 9 | B2-T1-MODULE-C9 | B2-T1-MODULE-I9 | PBO-SRO-BPI-11665276-056 | PBO-SRO-BPI-11665276-056 | PBO-SRO-BPI-11665276-056 |  | Gris | Vert | OK | OCCUPE | 1793 |  |  |  | OK | [8 empty] | REFERENCE OK | [13 empty] | SRO-BPI-11665276 | NA | 16/08/2023 10:48:34 | NUSER2765 |  | As built |  | SC-118540149 | PBO-SRO-BPI-11665276-056 | 402-PBO056 | Customer | DSP THD_64 | SFR_FTTH_ZMD_Legacy | 1 - 3 - 5 - 7 - 9 RUE DES BICHES 64320 LEE |  |  | ID-64329000006B;ID-643290000069;ID-64329000006A;ID-643290000067;ID-643290000068 |  | 6 | AUTRES | PB Aerien | GP FTTH | FTTH | [5 empty] | PBO-SRO-BPI-11665276-056 | 9 | POTEAU-FT/HABITATION/HABITATION/HABITATION | BPE-0084-64439-FT / PBO-SRO-BPI-11665276-056 / LEE | Gris | Vert | 8 | 45 | SRO-BPI-11665276 / BPE-0118A-64329-FT / LEE | Marron | Marron | 9 | 105 | B2-T1-MODULE-E | 9 | Vertical
B2-T1-MODULE-E | 10 | B2-T1-MODULE-C10 | B2-T1-MODULE-I10 | PBO-SRO-BPI-11665276-056 | PBO-SRO-BPI-11665276-056 | PBO-SRO-BPI-11665276-056 |  | Gris | Jaune | OK | OK | 1793 |  |  |  | OK | [8 empty] | REFERENCE OK | [13 empty] | SRO-BPI-11665276 | NA | 16/08/2023 10:48:34 | NUSER2765 |  | As built |  | SC-118540149 | PBO-SRO-BPI-11665276-056 | 402-PBO056 | Customer | DSP THD_64 | SFR_FTTH_ZMD_Legacy | 1 - 3 - 5 - 7 - 9 RUE DES BICHES 64320 LEE |  |  | ID-64329000006B;ID-643290000069;ID-64329000006A;ID-643290000067;ID-643290000068 |  | 6 | AUTRES | PB Aerien | GP FTTH | FTTH | [5 empty] | PBO-SRO-BPI-11665276-056 | 10 | POTEAU-FT/HABITATION/HABITATION/HABITATION | BPE-0084-64439-FT / PBO-SRO-BPI-11665276-056 / LEE | Gris | Jaune | 8 | 46 | SRO-BPI-11665276 / BPE-0118A-64329-FT / LEE | Marron | Noir | 9 | 106 | B2-T1-MODULE-E | 10 | Vertical
B2-T1-MODULE-E | 11 | B2-T1-MODULE-C11 | B2-T1-MODULE-I11 | PBO-SRO-BPI-11665276-056 | PBO-SRO-BPI-11665276-056 | PBO-SRO-BPI-11665276-056 |  | Gris | Violet | OK | OK | 1792 | 1848 |  |  | OK | [8 empty] | REFERENCE OK | [13 empty] | SRO-BPI-11665276 | NA | 16/08/2023 10:48:34 | NUSER2765 |  | As built |  | SC-118540149 | PBO-SRO-BPI-11665276-056 | 402-PBO056 | Customer | DSP THD_64 | SFR_FTTH_ZMD_Legacy | 1 - 3 - 5 - 7 - 9 RUE DES BICHES 64320 LEE |  |  | ID-64329000006B;ID-643290000069;ID-64329000006A;ID-643290000067;ID-643290000068 |  | 6 | AUTRES | PB Aerien | GP FTTH | FTTH | [5 empty] | PBO-SRO-BPI-11665276-056 | 11 | POTEAU-FT/HABITATION/HABITATION/HABITATION | BPE-0084-64439-FT / PBO-SRO-BPI-11665276-056 / LEE | Gris | Violet | 8 | 47 | SRO-BPI-11665276 / BPE-0118A-64329-FT / LEE | Marron | Turquoise | 9 | 107 | B2-T1-MODULE-E | 11 | Vertical
B2-T1-MODULE-E | 12 | B2-T1-MODULE-C12 | B2-T1-MODULE-I12 | PBO-SRO-BPI-11665276-056 | PBO-SRO-BPI-11665276-056 | PBO-SRO-BPI-11665276-056 |  | Gris | Blanc | OK | OK | 1793 | 1845 |  |  | OK | [8 empty] | REFERENCE OK | [13 empty] | SRO-BPI-11665276 | NA | 16/08/2023 10:48:34 | NUSER2765 |  | As built |  | SC-118540149 | PBO-SRO-BPI-11665276-056 | 402-PBO056 | Customer | DSP THD_64 | SFR_FTTH_ZMD_Legacy | 1 - 3 - 5 - 7 - 9 RUE DES BICHES 64320 LEE |  |  | ID-64329000006B;ID-643290000069;ID-64329000006A;ID-643290000067;ID-643290000068 |  | 6 | AUTRES | PB Aerien | GP FTTH | FTTH | [5 empty] | PBO-SRO-BPI-11665276-056 | 12 | POTEAU-FT/HABITATION/HABITATION/HABITATION | BPE-0084-64439-FT / PBO-SRO-BPI-11665276-056 / LEE | Gris | Blanc | 8 | 48 | SRO-BPI-11665276 / BPE-0118A-64329-FT / LEE | Marron | Rose | 9 | 108 | B2-T1-MODULE-E | 12 | Vertical
B2-T1-MODULE-E | 13 | - | B2-T1-MODULE-J1 | PBO-SRO-BPI-11665276-066 | PBO-SRO-BPI-11665276-066 | PBO-SRO-BPI-11665276-066 |  | Rouge | Rouge | OK | OK | 1942 | 1996 |  |  | OK | [22 empty] | SRO-BPI-11665276 | NA | 16/08/2023 10:48:34 | NUSER2765 |  | As built |  | SC-118540115 | PBO-SRO-BPI-11665276-066 | 402-PBO066 | Customer | DSP THD_64 | SFR_FTTH_ZMD_Legacy | 13 - 14 - 16 - 18 - 22 RUE DES ISARDS 64320 LEE |  |  | ID-64329000006T;ID-64329000006P;ID-64329000006H;ID-64329000006W;ID-64329000006N |  | 5 | AUTRES | PB Chambre | GP FTTH | FTTH | HABITATION/HABITATION/HABITATION | TH-5110-3096 | New | Libre | 1 | PBO-SRO-BPI-11665276-066 | 1 | CHAMBRE-183-FT/HABITATION/HABITATION/HABITATION | PBO-SRO-BPI-11665276-065 / PBO-SRO-BPI-11665276-066 / LEE | Rouge | Rouge | 1 | 1 | SRO-BPI-11665276 / BPE-0118A-64329-FT / LEE | Noir | Rouge | 10 | 109 | B2-T1-MODULE-E | 13 | Vertical
B2-T1-MODULE-E | 14 | - | B2-T1-MODULE-J2 | PBO-SRO-BPI-11665276-066 | PBO-SRO-BPI-11665276-066 | PBO-SRO-BPI-11665276-066 |  | Rouge | Bleu | OK | OK | 1941 | 1996 |  |  | OK | [22 empty] | SRO-BPI-11665276 | NA | 16/08/2023 10:48:34 | NUSER2765 |  | As built |  | SC-118540115 | PBO-SRO-BPI-11665276-066 | 402-PBO066 | Customer | DSP THD_64 | SFR_FTTH_ZMD_Legacy | 13 - 14 - 16 - 18 - 22 RUE DES ISARDS 64320 LEE |  |  | ID-64329000006T;ID-64329000006P;ID-64329000006H;ID-64329000006W;ID-64329000006N |  | 5 | AUTRES | PB Chambre | GP FTTH | FTTH | HABITATION/HABITATION/HABITATION | TH-5110-3107 | New | Libre | 1 | PBO-SRO-BPI-11665276-066 | 2 | CHAMBRE-183-FT/HABITATION/HABITATION/HABITATION | PBO-SRO-BPI-11665276-065 / PBO-SRO-BPI-11665276-066 / LEE | Rouge | Bleu | 1 | 2 | SRO-BPI-11665276 / BPE-0118A-64329-FT / LEE | Noir | Bleu | 10 | 110 | B2-T1-MODULE-E | 14 | Vertical
B2-T1-MODULE-E | 15 | - | B2-T1-MODULE-J3 | PBO-SRO-BPI-11665276-066 | PBO-SRO-BPI-11665276-066 | PBO-SRO-BPI-11665276-066 |  | Rouge | Vert | OK | OK | 1942 | 1996 |  |  | OK | [22 empty] | SRO-BPI-11665276 | NA | 16/08/2023 10:48:34 | NUSER2765 |  | As built |  | SC-118540115 | PBO-SRO-BPI-11665276-066 | 402-PBO066 | Customer | DSP THD_64 | SFR_FTTH_ZMD_Legacy | 13 - 14 - 16 - 18 - 22 RUE DES ISARDS 64320 LEE |  |  | ID-64329000006T;ID-64329000006P;ID-64329000006H;ID-64329000006W;ID-64329000006N |  | 5 | AUTRES | PB Chambre | GP FTTH | FTTH | HABITATION/HABITATION/HABITATION | TH-5110-3118 | New | Libre | 1 | PBO-SRO-BPI-11665276-066 | 3 | CHAMBRE-183-FT/HABITATION/HABITATION/HABITATION | PBO-SRO-BPI-11665276-065 / PBO-SRO-BPI-11665276-066 / LEE | Rouge | Vert | 1 | 3 | SRO-BPI-11665276 / BPE-0118A-64329-FT / LEE | Noir | Vert | 10 | 111 | B2-T1-MODULE-E | 15 | Vertical
B2-T1-MODULE-E | 16 | - | B2-T1-MODULE-J4 | PBO-SRO-BPI-11665276-066 | PBO-SRO-BPI-11665276-066 | PBO-SRO-BPI-11665276-066 |  | Rouge | Jaune | OK | OK | 1942 | 1996 |  |  | OK | [22 empty] | SRO-BPI-11665276 | NA | 16/08/2023 10:48:34 | NUSER2765 |  | As built |  | SC-118540115 | PBO-SRO-BPI-11665276-066 | 402-PBO066 | Customer | DSP THD_64 | SFR_FTTH_ZMD_Legacy | 13 - 14 - 16 - 18 - 22 RUE DES ISARDS 64320 LEE |  |  | ID-64329000006T;ID-64329000006P;ID-64329000006H;ID-64329000006W;ID-64329000006N |  | 5 | AUTRES | PB Chambre | GP FTTH | FTTH | HABITATION/HABITATION/HABITATION | TH-5110-3129 | New | Libre | 1 | PBO-SRO-BPI-11665276-066 | 4 | CHAMBRE-183-FT/HABITATION/HABITATION/HABITATION | PBO-SRO-BPI-11665276-065 / PBO-SRO-BPI-11665276-066 / LEE | Rouge | Jaune | 1 | 4 | SRO-BPI-11665276 / BPE-0118A-64329-FT / LEE | Noir | Jaune | 10 | 112 | B2-T1-MODULE-E | 16 | Vertical
B2-T1-MODULE-E | 17 | - | B2-T1-MODULE-J5 | PBO-SRO-BPI-11665276-066 | PBO-SRO-BPI-11665276-066 | PBO-SRO-BPI-11665276-066 |  | Rouge | Violet | OK | OK | 1942 | 1996 |  |  | OK | [22 empty] | SRO-BPI-11665276 | NA | 16/08/2023 10:48:34 | NUSER2765 |  | As built |  | SC-118540115 | PBO-SRO-BPI-11665276-066 | 402-PBO066 | Customer | DSP THD_64 | SFR_FTTH_ZMD_Legacy | 13 - 14 - 16 - 18 - 22 RUE DES ISARDS 64320 LEE |  |  | ID-64329000006T;ID-64329000006P;ID-64329000006H;ID-64329000006W;ID-64329000006N |  | 5 | AUTRES | PB Chambre | GP FTTH | FTTH | HABITATION/HABITATION/HABITATION | TH-5110-3140 | New | Libre | 1 | PBO-SRO-BPI-11665276-066 | 5 | CHAMBRE-183-FT/HABITATION/HABITATION/HABITATION | PBO-SRO-BPI-11665276-065 / PBO-SRO-BPI-11665276-066 / LEE | Rouge | Violet | 1 | 5 | SRO-BPI-11665276 / BPE-0118A-64329-FT / LEE | Noir | Violet | 10 | 113 | B2-T1-MODULE-E | 17 | Vertical
B2-T1-MODULE-E | 18 | - | B2-T1-MODULE-J6 | PBO-SRO-BPI-11665276-066 | PBO-SRO-BPI-11665276-066 | PBO-SRO-BPI-11665276-066 |  | Rouge | Blanc | OK | OK | 1942 |  |  |  | OK | [22 empty] | SRO-BPI-11665276 | NA | 16/08/2023 10:48:34 | NUSER2765 |  | As built |  | SC-118540115 | PBO-SRO-BPI-11665276-066 | 402-PBO066 | Customer | DSP THD_64 | SFR_FTTH_ZMD_Legacy | 13 - 14 - 16 - 18 - 22 RUE DES ISARDS 64320 LEE |  |  | ID-64329000006T;ID-64329000006P;ID-64329000006H;ID-64329000006W;ID-64329000006N |  | 5 | AUTRES | PB Chambre | GP FTTH | FTTH | [5 empty] | PBO-SRO-BPI-11665276-066 | 6 | CHAMBRE-183-FT/HABITATION/HABITATION/HABITATION | PBO-SRO-BPI-11665276-065 / PBO-SRO-BPI-11665276-066 / LEE | Rouge | Blanc | 1 | 6 | SRO-BPI-11665276 / BPE-0118A-64329-FT / LEE | Noir | Blanc | 10 | 114 | B2-T1-MODULE-E | 18 | Vertical
B2-T1-MODULE-E | 19 | - | B2-T1-MODULE-J7 | PBO-SRO-BPI-11665276-065 | PBO-SRO-BPI-11665276-065 | PBO-SRO-BPI-11665276-065 |  | Bleu | Rouge | OK | OCCUPE | 1783 | 1837 |  |  | OK | [8 empty] | REFERENCE OK | [13 empty] | SRO-BPI-11665276 | NA | 16/08/2023 10:48:34 | NUSER2765 |  | As built |  | SC-118540106 | PBO-SRO-BPI-11665276-065 | 402-PBO065 | Customer | DSP THD_64 | SFR_FTTH_ZMD_Legacy | 6 - 7 - 8 - 9 - 10 - 11 - 12 - 15 - 20 - 5B RUE DES ISARDS 64320 LEE |  |  | ID-64329000006M;ID-64329000006K;ID-64329000006D;ID-64329000006S;ID-64329000006I;ID-64329000006Q;ID-64329000006X;ID-64329000006Y;ID-64329000006O;ID-64329000006J |  | 10 | AUTRES | PB Chambre | GP FTTH | FTTH | HABITATION/HABITATION/HABITATION | TH-5110-2392 | As built | Mutualise | 1 | PBO-SRO-BPI-11665276-065 | 1 | CHAMBRE-182-FT/HABITATION/HABITATION/HABITATION | PBO-SRO-BPI-11665276-064 / PBO-SRO-BPI-11665276-065 / LEE | Bleu | Rouge | 2 | 7 | SRO-BPI-11665276 / BPE-0118A-64329-FT / LEE | Noir | Orange | 10 | 115 | B2-T1-MODULE-E | 19 | Vertical | Mutualise - TH51102392 | Pigtail | As built
B2-T1-MODULE-E | 20 | - | B2-T1-MODULE-J8 | PBO-SRO-BPI-11665276-065 | PBO-SRO-BPI-11665276-065 | PBO-SRO-BPI-11665276-065 |  | Bleu | Bleu | OK | OK | 1783 | 1837 |  |  | OK | [8 empty] | REFERENCE OK | [13 empty] | SRO-BPI-11665276 | NA | 16/08/2023 10:48:34 | NUSER2765 |  | As built |  | SC-118540106 | PBO-SRO-BPI-11665276-065 | 402-PBO065 | Customer | DSP THD_64 | SFR_FTTH_ZMD_Legacy | 6 - 7 - 8 - 9 - 10 - 11 - 12 - 15 - 20 - 5B RUE DES ISARDS 64320 LEE |  |  | ID-64329000006M;ID-64329000006K;ID-64329000006D;ID-64329000006S;ID-64329000006I;ID-64329000006Q;ID-64329000006X;ID-64329000006Y;ID-64329000006O;ID-64329000006J |  | 10 | AUTRES | PB Chambre | GP FTTH | FTTH | HABITATION/HABITATION/HABITATION | TH-5110-2403 | New | Libre | 1 | PBO-SRO-BPI-11665276-065 | 2 | CHAMBRE-182-FT/HABITATION/HABITATION/HABITATION | PBO-SRO-BPI-11665276-064 / PBO-SRO-BPI-11665276-065 / LEE | Bleu | Bleu | 2 | 8 | SRO-BPI-11665276 / BPE-0118A-64329-FT / LEE | Noir | Gris | 10 | 116 | B2-T1-MODULE-E | 20 | Vertical
B2-T1-MODULE-E | 21 | - | B2-T1-MODULE-J9 | PBO-SRO-BPI-11665276-065 | PBO-SRO-BPI-11665276-065 | PBO-SRO-BPI-11665276-065 |  | Bleu | Vert | OK | OK | 1784 | 1837 |  |  | OK | [8 empty] | REFERENCE OK | [13 empty] | SRO-BPI-11665276 | NA | 16/08/2023 10:48:34 | NUSER2765 |  | As built |  | SC-118540106 | PBO-SRO-BPI-11665276-065 | 402-PBO065 | Customer | DSP THD_64 | SFR_FTTH_ZMD_Legacy | 6 - 7 - 8 - 9 - 10 - 11 - 12 - 15 - 20 - 5B RUE DES ISARDS 64320 LEE |  |  | ID-64329000006M;ID-64329000006K;ID-64329000006D;ID-64329000006S;ID-64329000006I;ID-64329000006Q;ID-64329000006X;ID-64329000006Y;ID-64329000006O;ID-64329000006J |  | 10 | AUTRES | PB Chambre | GP FTTH | FTTH | HABITATION/HABITATION/HABITATION | TH-5110-2414 | New | Libre | 1 | PBO-SRO-BPI-11665276-065 | 3 | CHAMBRE-182-FT/HABITATION/HABITATION/HABITATION | PBO-SRO-BPI-11665276-064 / PBO-SRO-BPI-11665276-065 / LEE | Bleu | Vert | 2 | 9 | SRO-BPI-11665276 / BPE-0118A-64329-FT / LEE | Noir | Marron | 10 | 117 | B2-T1-MODULE-E | 21 | Vertical
B2-T1-MODULE-E | 22 | - | B2-T1-MODULE-J10 | PBO-SRO-BPI-11665276-065 | PBO-SRO-BPI-11665276-065 | PBO-SRO-BPI-11665276-065 |  | Bleu | Jaune | OK | OK | 1781 | 1837 |  |  | OK | [8 empty] | REFERENCE OK | [13 empty] | SRO-BPI-11665276 | NA | 16/08/2023 10:48:34 | NUSER2765 |  | As built |  | SC-118540106 | PBO-SRO-BPI-11665276-065 | 402-PBO065 | Customer | DSP THD_64 | SFR_FTTH_ZMD_Legacy | 6 - 7 - 8 - 9 - 10 - 11 - 12 - 15 - 20 - 5B RUE DES ISARDS 64320 LEE |  |  | ID-64329000006M;ID-64329000006K;ID-64329000006D;ID-64329000006S;ID-64329000006I;ID-64329000006Q;ID-64329000006X;ID-64329000006Y;ID-64329000006O;ID-64329000006J |  | 10 | AUTRES | PB Chambre | GP FTTH | FTTH | HABITATION/HABITATION/HABITATION | TH-5110-2425 | New | Libre | 1 | PBO-SRO-BPI-11665276-065 | 4 | CHAMBRE-182-FT/HABITATION/HABITATION/HABITATION | PBO-SRO-BPI-11665276-064 / PBO-SRO-BPI-11665276-065 / LEE | Bleu | Jaune | 2 | 10 | SRO-BPI-11665276 / BPE-0118A-64329-FT / LEE | Noir | Noir | 10 | 118 | B2-T1-MODULE-E | 22 | Vertical
B2-T1-MODULE-E | 23 | - | B2-T1-MODULE-J11 | PBO-SRO-BPI-11665276-065 | PBO-SRO-BPI-11665276-065 | PBO-SRO-BPI-11665276-065 |  | Bleu | Violet | OK | OK | 1783 | 1837 |  |  | OK | [8 empty] | REFERENCE OK | [13 empty] | SRO-BPI-11665276 | NA | 16/08/2023 10:48:34 | NUSER2765 |  | As built |  | SC-118540106 | PBO-SRO-BPI-11665276-065 | 402-PBO065 | Customer | DSP THD_64 | SFR_FTTH_ZMD_Legacy | 6 - 7 - 8 - 9 - 10 - 11 - 12 - 15 - 20 - 5B RUE DES ISARDS 64320 LEE |  |  | ID-64329000006M;ID-64329000006K;ID-64329000006D;ID-64329000006S;ID-64329000006I;ID-64329000006Q;ID-64329000006X;ID-64329000006Y;ID-64329000006O;ID-64329000006J |  | 10 | AUTRES | PB Chambre | GP FTTH | FTTH | HABITATION/HABITATION/HABITATION | TH-5110-2436 | New | Libre | 1 | PBO-SRO-BPI-11665276-065 | 5 | CHAMBRE-182-FT/HABITATION/HABITATION/HABITATION | PBO-SRO-BPI-11665276-064 / PBO-SRO-BPI-11665276-065 / LEE | Bleu | Violet | 2 | 11 | SRO-BPI-11665276 / BPE-0118A-64329-FT / LEE | Noir | Turquoise | 10 | 119 | B2-T1-MODULE-E | 23 | Vertical
B2-T1-MODULE-E | 24 | - | B2-T1-MODULE-J12 | PBO-SRO-BPI-11665276-065 | PBO-SRO-BPI-11665276-065 | PBO-SRO-BPI-11665276-065 |  | Bleu | Blanc | OK | OK | 1777 | 1837 |  |  | OK | [8 empty] | REFERENCE OK | [13 empty] | SRO-BPI-11665276 | NA | 16/08/2023 10:48:34 | NUSER2765 |  | As built |  | SC-118540106 | PBO-SRO-BPI-11665276-065 | 402-PBO065 | Customer | DSP THD_64 | SFR_FTTH_ZMD_Legacy | 6 - 7 - 8 - 9 - 10 - 11 - 12 - 15 - 20 - 5B RUE DES ISARDS 64320 LEE |  |  | ID-64329000006M;ID-64329000006K;ID-64329000006D;ID-64329000006S;ID-64329000006I;ID-64329000006Q;ID-64329000006X;ID-64329000006Y;ID-64329000006O;ID-64329000006J |  | 10 | AUTRES | PB Chambre | GP FTTH | FTTH | HABITATION/HABITATION/HABITATION | TH-5110-2447 | New | Libre | 1 | PBO-SRO-BPI-11665276-065 | 6 | CHAMBRE-182-FT/HABITATION/HABITATION/HABITATION | PBO-SRO-BPI-11665276-064 / PBO-SRO-BPI-11665276-065 / LEE | Bleu | Blanc | 2 | 12 | SRO-BPI-11665276 / BPE-0118A-64329-FT / LEE | Noir | Rose | 10 | 120 | B2-T1-MODULE-E | 24 | Vertical
B2-T1-MODULE-F | 1 | B2-T1-MODULE-C13 | B2-T1-MODULE-K1 | PBO-SRO-BPI-11665276-065 | PBO-SRO-BPI-11665276-065 | PBO-SRO-BPI-11665276-065 |  | Vert | Rouge | OK | OK | 1783 | 1837 |  |  | OK | [8 empty] | REFERENCE OK | [13 empty] | SRO-BPI-11665276 | NA | 16/08/2023 10:48:34 | NUSER2765 |  | As built |  | SC-118540106 | PBO-SRO-BPI-11665276-065 | 402-PBO065 | Customer | DSP THD_64 | SFR_FTTH_ZMD_Legacy | 6 - 7 - 8 - 9 - 10 - 11 - 12 - 15 - 20 - 5B RUE DES ISARDS 64320 LEE |  |  | ID-64329000006M;ID-64329000006K;ID-64329000006D;ID-64329000006S;ID-64329000006I;ID-64329000006Q;ID-64329000006X;ID-64329000006Y;ID-64329000006O;ID-64329000006J |  | 10 | AUTRES | PB Chambre | GP FTTH | FTTH | HABITATION/HABITATION/HABITATION | TH-5110-2458 | New | Libre | 1 | PBO-SRO-BPI-11665276-065 | 7 | CHAMBRE-182-FT/HABITATION/HABITATION/HABITATION | PBO-SRO-BPI-11665276-064 / PBO-SRO-BPI-11665276-065 / LEE | Vert | Rouge | 3 | 13 | SRO-BPI-11665276 / BPE-0118A-64329-FT / LEE | Turquoise | Rouge | 11 | 121 | B2-T1-MODULE-F | 1 | Vertical
B2-T1-MODULE-F | 2 | B2-T1-MODULE-C14 | B2-T1-MODULE-K2 | PBO-SRO-BPI-11665276-065 | PBO-SRO-BPI-11665276-065 | PBO-SRO-BPI-11665276-065 |  | Vert | Bleu | OK | OK | 1783 | 1837 |  |  | OK | [8 empty] | REFERENCE OK | [13 empty] | SRO-BPI-11665276 | NA | 16/08/2023 10:48:34 | NUSER2765 |  | As built |  | SC-118540106 | PBO-SRO-BPI-11665276-065 | 402-PBO065 | Customer | DSP THD_64 | SFR_FTTH_ZMD_Legacy | 6 - 7 - 8 - 9 - 10 - 11 - 12 - 15 - 20 - 5B RUE DES ISARDS 64320 LEE |  |  | ID-64329000006M;ID-64329000006K;ID-64329000006D;ID-64329000006S;ID-64329000006I;ID-64329000006Q;ID-64329000006X;ID-64329000006Y;ID-64329000006O;ID-64329000006J |  | 10 | AUTRES | PB Chambre | GP FTTH | FTTH | HABITATION/HABITATION/HABITATION | TH-5110-2469 | New | Libre | 1 | PBO-SRO-BPI-11665276-065 | 8 | CHAMBRE-182-FT/HABITATION/HABITATION/HABITATION | PBO-SRO-BPI-11665276-064 / PBO-SRO-BPI-11665276-065 / LEE | Vert | Bleu | 3 | 14 | SRO-BPI-11665276 / BPE-0118A-64329-FT / LEE | Turquoise | Bleu | 11 | 122 | B2-T1-MODULE-F | 2 | Vertical
B2-T1-MODULE-F | 3 | B2-T1-MODULE-C15 | B2-T1-MODULE-K3 | PBO-SRO-BPI-11665276-065 | PBO-SRO-BPI-11665276-065 | PBO-SRO-BPI-11665276-065 |  | Vert | Vert | OK | OK | 1783 | 1837 |  |  | OK | [8 empty] | REFERENCE OK | [13 empty] | SRO-BPI-11665276 | NA | 16/08/2023 10:48:34 | NUSER2765 |  | As built |  | SC-118540106 | PBO-SRO-BPI-11665276-065 | 402-PBO065 | Customer | DSP THD_64 | SFR_FTTH_ZMD_Legacy | 6 - 7 - 8 - 9 - 10 - 11 - 12 - 15 - 20 - 5B RUE DES ISARDS 64320 LEE |  |  | ID-64329000006M;ID-64329000006K;ID-64329000006D;ID-64329000006S;ID-64329000006I;ID-64329000006Q;ID-64329000006X;ID-64329000006Y;ID-64329000006O;ID-64329000006J |  | 10 | AUTRES | PB Chambre | GP FTTH | FTTH | HABITATION/HABITATION/HABITATION | TH-5110-2480 | New | Libre | 1 | PBO-SRO-BPI-11665276-065 | 9 | CHAMBRE-182-FT/HABITATION/HABITATION/HABITATION | PBO-SRO-BPI-11665276-064 / PBO-SRO-BPI-11665276-065 / LEE | Vert | Vert | 3 | 15 | SRO-BPI-11665276 / BPE-0118A-64329-FT / LEE | Turquoise | Vert | 11 | 123 | B2-T1-MODULE-F | 3 | Vertical
B2-T1-MODULE-F | 4 | B2-T1-MODULE-C16 | B2-T1-MODULE-K4 | PBO-SRO-BPI-11665276-065 | PBO-SRO-BPI-11665276-065 | PBO-SRO-BPI-11665276-065 |  | Vert | Jaune | OK | OK | 1783 | 1837 |  |  | OK | [8 empty] | REFERENCE OK | [13 empty] | SRO-BPI-11665276 | NA | 16/08/2023 10:48:34 | NUSER2765 |  | As built |  | SC-118540106 | PBO-SRO-BPI-11665276-065 | 402-PBO065 | Customer | DSP THD_64 | SFR_FTTH_ZMD_Legacy | 6 - 7 - 8 - 9 - 10 - 11 - 12 - 15 - 20 - 5B RUE DES ISARDS 64320 LEE |  |  | ID-64329000006M;ID-64329000006K;ID-64329000006D;ID-64329000006S;ID-64329000006I;ID-64329000006Q;ID-64329000006X;ID-64329000006Y;ID-64329000006O;ID-64329000006J |  | 10 | AUTRES | PB Chambre | GP FTTH | FTTH | HABITATION/HABITATION/HABITATION | TH-5110-2491 | New | Libre | 1 | PBO-SRO-BPI-11665276-065 | 10 | CHAMBRE-182-FT/HABITATION/HABITATION/HABITATION | PBO-SRO-BPI-11665276-064 / PBO-SRO-BPI-11665276-065 / LEE | Vert | Jaune | 3 | 16 | SRO-BPI-11665276 / BPE-0118A-64329-FT / LEE | Turquoise | Jaune | 11 | 124 | B2-T1-MODULE-F | 4 | Vertical
B2-T1-MODULE-F | 5 | B2-T1-MODULE-C17 | B2-T1-MODULE-K5 | PBO-SRO-BPI-11665276-065 | PBO-SRO-BPI-11665276-065 | PBO-SRO-BPI-11665276-065 |  | Vert | Violet | OK | OK | 1783 | 1837 |  |  | OK | [8 empty] | REFERENCE OK | [13 empty] | SRO-BPI-11665276 | NA | 16/08/2023 10:48:34 | NUSER2765 |  | As built |  | SC-118540106 | PBO-SRO-BPI-11665276-065 | 402-PBO065 | Customer | DSP THD_64 | SFR_FTTH_ZMD_Legacy | 6 - 7 - 8 - 9 - 10 - 11 - 12 - 15 - 20 - 5B RUE DES ISARDS 64320 LEE |  |  | ID-64329000006M;ID-64329000006K;ID-64329000006D;ID-64329000006S;ID-64329000006I;ID-64329000006Q;ID-64329000006X;ID-64329000006Y;ID-64329000006O;ID-64329000006J |  | 10 | AUTRES | PB Chambre | GP FTTH | FTTH | [5 empty] | PBO-SRO-BPI-11665276-065 | 11 | CHAMBRE-182-FT/HABITATION/HABITATION/HABITATION | PBO-SRO-BPI-11665276-064 / PBO-SRO-BPI-11665276-065 / LEE | Vert | Violet | 3 | 17 | SRO-BPI-11665276 / BPE-0118A-64329-FT / LEE | Turquoise | Violet | 11 | 125 | B2-T1-MODULE-F | 5 | Vertical
B2-T1-MODULE-F | 6 | B2-T1-MODULE-C18 | B2-T1-MODULE-K6 | PBO-SRO-BPI-11665276-065 | PBO-SRO-BPI-11665276-065 | PBO-SRO-BPI-11665276-065 |  | Vert | Blanc | OK | OK | 1783 | 1837 |  |  | OK | [8 empty] | REFERENCE OK | [13 empty] | SRO-BPI-11665276 | NA | 16/08/2023 10:48:34 | NUSER2765 |  | As built |  | SC-118540106 | PBO-SRO-BPI-11665276-065 | 402-PBO065 | Customer | DSP THD_64 | SFR_FTTH_ZMD_Legacy | 6 - 7 - 8 - 9 - 10 - 11 - 12 - 15 - 20 - 5B RUE DES ISARDS 64320 LEE |  |  | ID-64329000006M;ID-64329000006K;ID-64329000006D;ID-64329000006S;ID-64329000006I;ID-64329000006Q;ID-64329000006X;ID-64329000006Y;ID-64329000006O;ID-64329000006J |  | 10 | AUTRES | PB Chambre | GP FTTH | FTTH | [5 empty] | PBO-SRO-BPI-11665276-065 | 12 | CHAMBRE-182-FT/HABITATION/HABITATION/HABITATION | PBO-SRO-BPI-11665276-064 / PBO-SRO-BPI-11665276-065 / LEE | Vert | Blanc | 3 | 18 | SRO-BPI-11665276 / BPE-0118A-64329-FT / LEE | Turquoise | Blanc | 11 | 126 | B2-T1-MODULE-F | 6 | Vertical
B2-T1-MODULE-F | 7 | B2-T1-MODULE-C19 | B2-T1-MODULE-K7 | PBO-SRO-BPI-11665276-064 | PBO-SRO-BPI-11665276-064 | PBO-SRO-BPI-11665276-064 |  | Jaune | Rouge | OK | OK | 1720 | 1775 |  |  | OK | [8 empty] | REFERENCE OK | [13 empty] | SRO-BPI-11665276 | NA | 16/08/2023 10:48:34 | NUSER2765 |  | As built |  | SC-118540134 | PBO-SRO-BPI-11665276-064 | 402-PBO064 | Customer | DSP THD_64 | SFR_FTTH_ZMD_Legacy | 1 - 2 - 3 - 4 - 1B RUE DES ISARDS 64320 LEE |  |  | ID-64329000006L;ID-64329000006R;ID-64329000006V;ID-64329000006U;ID-64329000006E |  | 5 | AUTRES | PB Chambre | GP FTTH | FTTH | HABITATION/HABITATION/HABITATION | TH-5110-4471 | New | Libre | 1 | PBO-SRO-BPI-11665276-064 | 1 | CHAMBRE-181-FT/HABITATION/HABITATION/HABITATION | BPE-0084-64439-FT / PBO-SRO-BPI-11665276-064 / LEE | Jaune | Rouge | 4 | 19 | SRO-BPI-11665276 / BPE-0118A-64329-FT / LEE | Turquoise | Orange | 11 | 127 | B2-T1-MODULE-F | 7 | Vertical
B2-T1-MODULE-F | 8 | B2-T1-MODULE-C20 | B2-T1-MODULE-K8 | PBO-SRO-BPI-11665276-064 | PBO-SRO-BPI-11665276-064 | PBO-SRO-BPI-11665276-064 |  | Jaune | Bleu | OK | OK | 1721 | 1775 |  |  | OK | [8 empty] | REFERENCE OK | [13 empty] | SRO-BPI-11665276 | NA | 16/08/2023 10:48:34 | NUSER2765 |  | As built |  | SC-118540134 | PBO-SRO-BPI-11665276-064 | 402-PBO064 | Customer | DSP THD_64 | SFR_FTTH_ZMD_Legacy | 1 - 2 - 3 - 4 - 1B RUE DES ISARDS 64320 LEE |  |  | ID-64329000006L;ID-64329000006R;ID-64329000006V;ID-64329000006U;ID-64329000006E |  | 5 | AUTRES | PB Chambre | GP FTTH | FTTH | HABITATION/HABITATION/HABITATION | TH-5110-4482 | New | Libre | 1 | PBO-SRO-BPI-11665276-064 | 2 | CHAMBRE-181-FT/HABITATION/HABITATION/HABITATION | BPE-0084-64439-FT / PBO-SRO-BPI-11665276-064 / LEE | Jaune | Bleu | 4 | 20 | SRO-BPI-11665276 / BPE-0118A-64329-FT / LEE | Turquoise | Gris | 11 | 128 | B2-T1-MODULE-F | 8 | Vertical
B2-T1-MODULE-F | 9 | B2-T1-MODULE-C21 | B2-T1-MODULE-K9 | PBO-SRO-BPI-11665276-064 | PBO-SRO-BPI-11665276-064 | PBO-SRO-BPI-11665276-064 |  | Jaune | Vert | OK | OK | 1721 | 1775 |  |  | OK | [8 empty] | REFERENCE OK | [13 empty] | SRO-BPI-11665276 | NA | 16/08/2023 10:48:34 | NUSER2765 |  | As built |  | SC-118540134 | PBO-SRO-BPI-11665276-064 | 402-PBO064 | Customer | DSP THD_64 | SFR_FTTH_ZMD_Legacy | 1 - 2 - 3 - 4 - 1B RUE DES ISARDS 64320 LEE |  |  | ID-64329000006L;ID-64329000006R;ID-64329000006V;ID-64329000006U;ID-64329000006E |  | 5 | AUTRES | PB Chambre | GP FTTH | FTTH | HABITATION/HABITATION/HABITATION | TH-5110-4493 | New | Libre | 1 | PBO-SRO-BPI-11665276-064 | 3 | CHAMBRE-181-FT/HABITATION/HABITATION/HABITATION | BPE-0084-64439-FT / PBO-SRO-BPI-11665276-064 / LEE | Jaune | Vert | 4 | 21 | SRO-BPI-11665276 / BPE-0118A-64329-FT / LEE | Turquoise | Marron | 11 | 129 | B2-T1-MODULE-F | 9 | Vertical
B2-T1-MODULE-F | 10 | B2-T1-MODULE-C22 | B2-T1-MODULE-K10 | PBO-SRO-BPI-11665276-064 | PBO-SRO-BPI-11665276-064 | PBO-SRO-BPI-11665276-064 |  | Jaune | Jaune | OK | OK | 1721 | 1775 |  |  | OK | [8 empty] | REFERENCE OK | [13 empty] | SRO-BPI-11665276 | NA | 16/08/2023 10:48:34 | NUSER2765 |  | As built |  | SC-118540134 | PBO-SRO-BPI-11665276-064 | 402-PBO064 | Customer | DSP THD_64 | SFR_FTTH_ZMD_Legacy | 1 - 2 - 3 - 4 - 1B RUE DES ISARDS 64320 LEE |  |  | ID-64329000006L;ID-64329000006R;ID-64329000006V;ID-64329000006U;ID-64329000006E |  | 5 | AUTRES | PB Chambre | GP FTTH | FTTH | HABITATION/HABITATION/HABITATION | TH-5110-4504 | New | Libre | 1 | PBO-SRO-BPI-11665276-064 | 4 | CHAMBRE-181-FT/HABITATION/HABITATION/HABITATION | BPE-0084-64439-FT / PBO-SRO-BPI-11665276-064 / LEE | Jaune | Jaune | 4 | 22 | SRO-BPI-11665276 / BPE-0118A-64329-FT / LEE | Turquoise | Noir | 11 | 130 | B2-T1-MODULE-F | 10 | Vertical
B2-T1-MODULE-F | 11 | B2-T1-MODULE-C23 | B2-T1-MODULE-K11 | PBO-SRO-BPI-11665276-064 | PBO-SRO-BPI-11665276-064 | PBO-SRO-BPI-11665276-064 |  | Jaune | Violet | OK | OK | 1721 | 1775 |  |  | OK | [8 empty] | REFERENCE OK | [13 empty] | SRO-BPI-11665276 | NA | 16/08/2023 10:48:34 | NUSER2765 |  | As built |  | SC-118540134 | PBO-SRO-BPI-11665276-064 | 402-PBO064 | Customer | DSP THD_64 | SFR_FTTH_ZMD_Legacy | 1 - 2 - 3 - 4 - 1B RUE DES ISARDS 64320 LEE |  |  | ID-64329000006L;ID-64329000006R;ID-64329000006V;ID-64329000006U;ID-64329000006E |  | 5 | AUTRES | PB Chambre | GP FTTH | FTTH | HABITATION/HABITATION/HABITATION | TH-5110-4515 | New | Libre | 1 | PBO-SRO-BPI-11665276-064 | 5 | CHAMBRE-181-FT/HABITATION/HABITATION/HABITATION | BPE-0084-64439-FT / PBO-SRO-BPI-11665276-064 / LEE | Jaune | Violet | 4 | 23 | SRO-BPI-11665276 / BPE-0118A-64329-FT / LEE | Turquoise | Turquoise | 11 | 131 | B2-T1-MODULE-F | 11 | Vertical
B2-T1-MODULE-F | 12 | B2-T1-MODULE-C24 | B2-T1-MODULE-K12 | PBO-SRO-BPI-11665276-064 | PBO-SRO-BPI-11665276-064 | PBO-SRO-BPI-11665276-064 |  | Jaune | Blanc | OK | OK | 1722 | 1775 |  |  | OK | [8 empty] | REFERENCE OK | [13 empty] | SRO-BPI-11665276 | NA | 16/08/2023 10:48:34 | NUSER2765 |  | As built |  | SC-118540134 | PBO-SRO-BPI-11665276-064 | 402-PBO064 | Customer | DSP THD_64 | SFR_FTTH_ZMD_Legacy | 1 - 2 - 3 - 4 - 1B RUE DES ISARDS 64320 LEE |  |  | ID-64329000006L;ID-64329000006R;ID-64329000006V;ID-64329000006U;ID-64329000006E |  | 5 | AUTRES | PB Chambre | GP FTTH | FTTH | [5 empty] | PBO-SRO-BPI-11665276-064 | 6 | CHAMBRE-181-FT/HABITATION/HABITATION/HABITATION | BPE-0084-64439-FT / PBO-SRO-BPI-11665276-064 / LEE | Jaune | Blanc | 4 | 24 | SRO-BPI-11665276 / BPE-0118A-64329-FT / LEE | Turquoise | Rose | 11 | 132 | B2-T1-MODULE-F | 12 | Vertical
B2-T1-MODULE-F | 13 | - | B2-T1-MODULE-L1 | 0 |  |  |  | 0 | 0 | [29 empty] | SRO-BPI-11665276 | NA | [39 empty] | B2-T1-MODULE-F | 13 | Vertical | [27 empty] | Impossible de déterminer le dernier élément de la trace; | Verticale; | BPE-0118A-64329-FT / BPE-0084-64329-FT / LEE | Fiber_Cable | 133 | BPE-0118A-FT
B2-T1-MODULE-F | 14 | - | B2-T1-MODULE-L2 | 0 |  |  |  | 0 | 0 | [29 empty] | SRO-BPI-11665276 | NA | [39 empty] | B2-T1-MODULE-F | 14 | Vertical | [27 empty] | Impossible de déterminer le dernier élément de la trace; | Verticale; | BPE-0118A-64329-FT / BPE-0084-64329-FT / LEE | Fiber_Cable | 134 | BPE-0118A-FT
B2-T1-MODULE-F | 15 | - | B2-T1-MODULE-L3 | 0 |  |  |  | 0 | 0 | [29 empty] | SRO-BPI-11665276 | NA | [39 empty] | B2-T1-MODULE-F | 15 | Vertical | [27 empty] | Impossible de déterminer le dernier élément de la trace; | Verticale; | BPE-0118A-64329-FT / BPE-0084-64329-FT / LEE | Fiber_Cable | 135 | BPE-0118A-FT
B2-T1-MODULE-F | 16 | - | B2-T1-MODULE-L4 | 0 |  |  |  | 0 | 0 | [29 empty] | SRO-BPI-11665276 | NA | [39 empty] | B2-T1-MODULE-F | 16 | Vertical | [27 empty] | Impossible de déterminer le dernier élément de la trace; | Verticale; | BPE-0118A-64329-FT / BPE-0084-64329-FT / LEE | Fiber_Cable | 136 | BPE-0118A-FT
B2-T1-MODULE-F | 17 | - | B2-T1-MODULE-L5 | 0 |  |  |  | 0 | 0 | [29 empty] | SRO-BPI-11665276 | NA | [39 empty] | B2-T1-MODULE-F | 17 | Vertical | [27 empty] | Impossible de déterminer le dernier élément de la trace; | Verticale; | BPE-0118A-64329-FT / BPE-0084-64329-FT / LEE | Fiber_Cable | 137 | BPE-0118A-FT
B2-T1-MODULE-F | 18 | - | B2-T1-MODULE-L6 | 0 |  |  |  | 0 | 0 | [29 empty] | SRO-BPI-11665276 | NA | [39 empty] | B2-T1-MODULE-F | 18 | Vertical | [27 empty] | Impossible de déterminer le dernier élément de la trace; | Verticale; | BPE-0118A-64329-FT / BPE-0084-64329-FT / LEE | Fiber_Cable | 138 | BPE-0118A-FT
B2-T1-MODULE-F | 19 | - | B2-T1-MODULE-L7 | 0 |  |  |  | 0 | 0 | [29 empty] | SRO-BPI-11665276 | NA | [39 empty] | B2-T1-MODULE-F | 19 | Vertical | [27 empty] | Impossible de déterminer le dernier élément de la trace; | Verticale; | BPE-0118A-64329-FT / BPE-0084-64329-FT / LEE | Fiber_Cable | 139 | BPE-0118A-FT
B2-T1-MODULE-F | 20 | - | B2-T1-MODULE-L8 | 0 |  |  |  | 0 | 0 | [29 empty] | SRO-BPI-11665276 | NA | [39 empty] | B2-T1-MODULE-F | 20 | Vertical | [27 empty] | Impossible de déterminer le dernier élément de la trace; | Verticale; | BPE-0118A-64329-FT / BPE-0084-64329-FT / LEE | Fiber_Cable | 140 | BPE-0118A-FT
B2-T1-MODULE-F | 21 | - | B2-T1-MODULE-L9 | 0 |  |  |  | 0 | 0 | [29 empty] | SRO-BPI-11665276 | NA | [39 empty] | B2-T1-MODULE-F | 21 | Vertical | [27 empty] | Impossible de déterminer le dernier élément de la trace; | Verticale; | BPE-0118A-64329-FT / BPE-0084-64329-FT / LEE | Fiber_Cable | 141 | BPE-0118A-FT
B2-T1-MODULE-F | 22 | - | B2-T1-MODULE-L10 | 0 |  |  |  | 0 | 0 | [29 empty] | SRO-BPI-11665276 | NA | [39 empty] | B2-T1-MODULE-F | 22 | Vertical | [27 empty] | Impossible de déterminer le dernier élément de la trace; | Verticale; | BPE-0118A-64329-FT / BPE-0084-64329-FT / LEE | Fiber_Cable | 142 | BPE-0118A-FT
B2-T1-MODULE-F | 23 | - | B2-T1-MODULE-L11 | 0 |  |  |  | 0 | 0 | [29 empty] | SRO-BPI-11665276 | NA | [39 empty] | B2-T1-MODULE-F | 23 | Vertical | [27 empty] | Impossible de déterminer le dernier élément de la trace; | Verticale; | BPE-0118A-64329-FT / BPE-0084-64329-FT / LEE | Fiber_Cable | 143 | BPE-0118A-FT
B2-T1-MODULE-F | 24 | - | B2-T1-MODULE-L12 | 0 |  |  |  | 0 | 0 | [29 empty] | SRO-BPI-11665276 | NA | [39 empty] | B2-T1-MODULE-F | 24 | Vertical | [27 empty] | Impossible de déterminer le dernier élément de la trace; | Verticale; | BPE-0118A-64329-FT / BPE-0084-64329-FT / LEE | Fiber_Cable | 144 | BPE-0118A-FT
B2-T2-MODULE-A | 1 | B2-T2-MODULE-A1 | B2-T2-MODULE-A1 | PBO-SRO-BPI-11665276-062 | PBO-SRO-BPI-11665276-062 | PBO-SRO-BPI-11665276-062 |  | Rouge | Rouge | OK | OK | 1557 | 1542 |  |  | OK | [22 empty] | SRO-BPI-11665276 | NA | 16/08/2023 10:48:34 | NUSER2765 |  | As built |  | SC-118540137 | PBO-SRO-BPI-11665276-062 | 402-PBO062 | Customer | DSP THD_64 | SFR_FTTH_ZMD_Legacy | 24 - 30 - 40 AVENUE DES MOULINS 64320 LEE |  |  | ID-64329000007E;ID-64329000007G;ID-64329000007O |  | 5 | AUTRES | PB Chambre | GP FTTH | FTTH | HABITATION/HABITATION/HABITATION | TH-5110-4625 | New | Libre | 1 | PBO-SRO-BPI-11665276-062 | 1 | CHAMBRE-346-FT/HABITATION/HABITATION/HABITATION | PBO-SRO-BPI-11665276-063 / PBO-SRO-BPI-11665276-062 / LEE | Rouge | Rouge | 1 | 1 | SRO-BPI-11665276 / BPE-0124-64329-FT / LEE | Rouge | Rouge | 1 | 1 | B2-T2-MODULE-A | 1 | Vertical
B2-T2-MODULE-A | 2 | B2-T2-MODULE-A2 | B2-T2-MODULE-A2 | PBO-SRO-BPI-11665276-062 | PBO-SRO-BPI-11665276-062 | PBO-SRO-BPI-11665276-062 |  | Rouge | Bleu | OK | OK | 1557 | 1542 |  |  | OK | [22 empty] | SRO-BPI-11665276 | NA | 16/08/2023 10:48:34 | NUSER2765 |  | As built |  | SC-118540137 | PBO-SRO-BPI-11665276-062 | 402-PBO062 | Customer | DSP THD_64 | SFR_FTTH_ZMD_Legacy | 24 - 30 - 40 AVENUE DES MOULINS 64320 LEE |  |  | ID-64329000007E;ID-64329000007G;ID-64329000007O |  | 5 | AUTRES | PB Chambre | GP FTTH | FTTH | HABITATION/HABITATION/HABITATION | TH-5110-4636 | New | Libre | 1 | PBO-SRO-BPI-11665276-062 | 2 | CHAMBRE-346-FT/HABITATION/HABITATION/HABITATION | PBO-SRO-BPI-11665276-063 / PBO-SRO-BPI-11665276-062 / LEE | Rouge | Bleu | 1 | 2 | SRO-BPI-11665276 / BPE-0124-64329-FT / LEE | Rouge | Bleu | 1 | 2 | B2-T2-MODULE-A | 2 | Vertical
B2-T2-MODULE-A | 3 | B2-T2-MODULE-A3 | B2-T2-MODULE-A3 | PBO-SRO-BPI-11665276-062 | PBO-SRO-BPI-11665276-062 | PBO-SRO-BPI-11665276-062 |  | Rouge | Vert | OK | OCCUPE | 1556 |  |  |  | OK | [22 empty] | SRO-BPI-11665276 | NA | 16/08/2023 10:48:34 | NUSER2765 |  | As built |  | SC-118540137 | PBO-SRO-BPI-11665276-062 | 402-PBO062 | Customer | DSP THD_64 | SFR_FTTH_ZMD_Legacy | 24 - 30 - 40 AVENUE DES MOULINS 64320 LEE |  |  | ID-64329000007E;ID-64329000007G;ID-64329000007O |  | 5 | AUTRES | PB Chambre | GP FTTH | FTTH | HABITATION/HABITATION/HABITATION | TH-5110-4647 | New | Libre | 1 | PBO-SRO-BPI-11665276-062 | 3 | CHAMBRE-346-FT/HABITATION/HABITATION/HABITATION | PBO-SRO-BPI-11665276-063 / PBO-SRO-BPI-11665276-062 / LEE | Rouge | Vert | 1 | 3 | SRO-BPI-11665276 / BPE-0124-64329-FT / LEE | Rouge | Vert | 1 | 3 | B2-T2-MODULE-A | 3 | Vertical
B2-T2-MODULE-A | 4 | B2-T2-MODULE-A4 | B2-T2-MODULE-A4 | PBO-SRO-BPI-11665276-062 | PBO-SRO-BPI-11665276-062 | PBO-SRO-BPI-11665276-062 |  | Rouge | Jaune | OCCUPE | OK |  | 1542 | bleu |  | OCCUPE | [22 empty] | SRO-BPI-11665276 | NA | 16/08/2023 10:48:34 | NUSER2765 |  | As built |  | SC-118540137 | PBO-SRO-BPI-11665276-062 | 402-PBO062 | Customer | DSP THD_64 | SFR_FTTH_ZMD_Legacy | 24 - 30 - 40 AVENUE DES MOULINS 64320 LEE |  |  | ID-64329000007E;ID-64329000007G;ID-64329000007O |  | 5 | AUTRES | PB Chambre | GP FTTH | FTTH | HABITATION/HABITATION/HABITATION | TH-5110-4658 | As built | Utilise | 1 | PBO-SRO-BPI-11665276-062 | 4 | CHAMBRE-346-FT/HABITATION/HABITATION/HABITATION | PBO-SRO-BPI-11665276-063 / PBO-SRO-BPI-11665276-062 / LEE | Rouge | Jaune | 1 | 4 | SRO-BPI-11665276 / BPE-0124-64329-FT / LEE | Rouge | Jaune | 1 | 4 | B2-T2-MODULE-A | 4 | Vertical | TH51104658 | Jumper | As built | Utilise | B1-T2-SPL-1*64-03-OUT | 7 | Horizontal | SPL-1*64-03 | OptSplitter |  | 7 | 1x64 | [5 empty] | PIG9648553 | Pigtail | B2-T6-MODULE-TRANSPORT-A | 3 | Indetermine | BPE_0011-SFR / SRO-BPI-11665276 / LEE | Rouge | Vert | 1 | 3
B2-T2-MODULE-A | 5 | B2-T2-MODULE-A5 | B2-T2-MODULE-A5 | PBO-SRO-BPI-11665276-062 | PBO-SRO-BPI-11665276-062 | PBO-SRO-BPI-11665276-062 |  | Rouge | Violet | OCCUPE | OCCUPE |  |  | orange |  | OCCUPE | [22 empty] | SRO-BPI-11665276 | NA | 16/08/2023 10:48:34 | NUSER2765 |  | As built |  | SC-118540137 | PBO-SRO-BPI-11665276-062 | 402-PBO062 | Customer | DSP THD_64 | SFR_FTTH_ZMD_Legacy | 24 - 30 - 40 AVENUE DES MOULINS 64320 LEE |  |  | ID-64329000007E;ID-64329000007G;ID-64329000007O |  | 5 | AUTRES | PB Chambre | GP FTTH | FTTH | HABITATION/HABITATION/HABITATION | TH-5110-4669 | As built | Mutualise | 1 | PBO-SRO-BPI-11665276-062 | 5 | CHAMBRE-346-FT/HABITATION/HABITATION/HABITATION | PBO-SRO-BPI-11665276-063 / PBO-SRO-BPI-11665276-062 / LEE | Rouge | Violet | 1 | 5 | SRO-BPI-11665276 / BPE-0124-64329-FT / LEE | Rouge | Violet | 1 | 5 | B2-T2-MODULE-A | 5 | Vertical | Mutualise - TH51104669 | Pigtail | As built
B2-T2-MODULE-A | 6 | B2-T2-MODULE-A6 | B2-T2-MODULE-A6 | PBO-SRO-BPI-11665276-062 | PBO-SRO-BPI-11665276-062 | PBO-SRO-BPI-11665276-062 |  | Rouge | Blanc | OK | OCCUPE | 1557 |  |  |  | OK | [22 empty] | SRO-BPI-11665276 | NA | 16/08/2023 10:48:34 | NUSER2765 |  | As built |  | SC-118540137 | PBO-SRO-BPI-11665276-062 | 402-PBO062 | Customer | DSP THD_64 | SFR_FTTH_ZMD_Legacy | 24 - 30 - 40 AVENUE DES MOULINS 64320 LEE |  |  | ID-64329000007E;ID-64329000007G;ID-64329000007O |  | 5 | AUTRES | PB Chambre | GP FTTH | FTTH | [5 empty] | PBO-SRO-BPI-11665276-062 | 6 | CHAMBRE-346-FT/HABITATION/HABITATION/HABITATION | PBO-SRO-BPI-11665276-063 / PBO-SRO-BPI-11665276-062 / LEE | Rouge | Blanc | 1 | 6 | SRO-BPI-11665276 / BPE-0124-64329-FT / LEE | Rouge | Blanc | 1 | 6 | B2-T2-MODULE-A | 6 | Vertical
B2-T2-MODULE-A | 7 | B2-T2-MODULE-A7 | B2-T2-MODULE-A7 | PBO-SRO-BPI-11665276-063 | PBO-SRO-BPI-11665276-063 | PBO-SRO-BPI-11665276-063 |  | Bleu | Rouge | OK | OCCUPE | 1420 |  |  |  | OK | [8 empty] | REFERENCE OK | [13 empty] | SRO-BPI-11665276 | NA | 16/08/2023 10:48:34 | NUSER2765 |  | As built |  | SC-118540147 | PBO-SRO-BPI-11665276-063 | 402-PBO063 | Customer | DSP THD_64 | SFR_FTTH_ZMD_Legacy | 22 - 26 - 28 - 37 - 39 AVENUE DES MOULINS 64320 LEE |  |  | ID-64329000007R;ID-64329000007V;ID-643290000087;ID-64329000007D;ID-64329000007X |  | 5 | AUTRES | PB Chambre | GP FTTH | FTTH | HABITATION/HABITATION/HABITATION | TH-5110-5186 | As built | Mutualise | 1 | PBO-SRO-BPI-11665276-063 | 1 | CHAMBRE-343-FT/HABITATION/HABITATION/HABITATION | PBO-SRO-BPI-11665276-053 / PBO-SRO-BPI-11665276-063 / LEE | Bleu | Rouge | 2 | 7 | SRO-BPI-11665276 / BPE-0124-64329-FT / LEE | Rouge | Orange | 1 | 7 | B2-T2-MODULE-A | 7 | Vertical | Mutualise - TH51105186 | Pigtail | As built
B2-T2-MODULE-A | 8 | B2-T2-MODULE-A8 | B2-T2-MODULE-A8 | PBO-SRO-BPI-11665276-063 | PBO-SRO-BPI-11665276-063 | PBO-SRO-BPI-11665276-063 |  | Bleu | Bleu | OCCUPE | OCCUPE |  |  | orange |  | OCCUPE | [8 empty] | REFERENCE OK | [13 empty] | SRO-BPI-11665276 | NA | 16/08/2023 10:48:34 | NUSER2765 |  | As built |  | SC-118540147 | PBO-SRO-BPI-11665276-063 | 402-PBO063 | Customer | DSP THD_64 | SFR_FTTH_ZMD_Legacy | 22 - 26 - 28 - 37 - 39 AVENUE DES MOULINS 64320 LEE |  |  | ID-64329000007R;ID-64329000007V;ID-643290000087;ID-64329000007D;ID-64329000007X |  | 5 | AUTRES | PB Chambre | GP FTTH | FTTH | HABITATION/HABITATION/HABITATION | TH-5110-5208 | As built | Utilise | 1 | PBO-SRO-BPI-11665276-063 | 2 | CHAMBRE-343-FT/HABITATION/HABITATION/HABITATION | PBO-SRO-BPI-11665276-053 / PBO-SRO-BPI-11665276-063 / LEE | Bleu | Bleu | 2 | 8 | SRO-BPI-11665276 / BPE-0124-64329-FT / LEE | Rouge | Gris | 1 | 8 | B2-T2-MODULE-A | 8 | Vertical | TH51105208 | Jumper | As built | Utilise | B1-T2-SPL-1*64-03-OUT | 8 | Horizontal | SPL-1*64-03 | OptSplitter |  | 8 | 1x64 | [5 empty] | PIG9648553 | Pigtail | B2-T6-MODULE-TRANSPORT-A | 3 | Indetermine | BPE_0011-SFR / SRO-BPI-11665276 / LEE | Rouge | Vert | 1 | 3
B2-T2-MODULE-A | 9 | B2-T2-MODULE-A9 | B2-T2-MODULE-A9 | PBO-SRO-BPI-11665276-063 | PBO-SRO-BPI-11665276-063 | PBO-SRO-BPI-11665276-063 |  | Bleu | Vert | OK | OCCUPE | 1420 |  |  |  | OK | [8 empty] | REFERENCE OK | [13 empty] | SRO-BPI-11665276 | NA | 16/08/2023 10:48:34 | NUSER2765 |  | As built |  | SC-118540147 | PBO-SRO-BPI-11665276-063 | 402-PBO063 | Customer | DSP THD_64 | SFR_FTTH_ZMD_Legacy | 22 - 26 - 28 - 37 - 39 AVENUE DES MOULINS 64320 LEE |  |  | ID-64329000007R;ID-64329000007V;ID-643290000087;ID-64329000007D;ID-64329000007X |  | 5 | AUTRES | PB Chambre | GP FTTH | FTTH | HABITATION/HABITATION/HABITATION | TH-5110-5197 | As built | Mutualise | 1 | PBO-SRO-BPI-11665276-063 | 3 | CHAMBRE-343-FT/HABITATION/HABITATION/HABITATION | PBO-SRO-BPI-11665276-053 / PBO-SRO-BPI-11665276-063 / LEE | Bleu | Vert | 2 | 9 | SRO-BPI-11665276 / BPE-0124-64329-FT / LEE | Rouge | Marron | 1 | 9 | B2-T2-MODULE-A | 9 | Vertical | Mutualise - TH51105197 | Pigtail | As built
B2-T2-MODULE-A | 10 | B2-T2-MODULE-A10 | B2-T2-MODULE-A10 | PBO-SRO-BPI-11665276-063 | PBO-SRO-BPI-11665276-063 | PBO-SRO-BPI-11665276-063 |  | Bleu | Jaune | OCCUPE | OCCUPE |  |  | bleu |  | OCCUPE | [8 empty] | REFERENCE OK | [13 empty] | SRO-BPI-11665276 | NA | 16/08/2023 10:48:34 | NUSER2765 |  | As built |  | SC-118540147 | PBO-SRO-BPI-11665276-063 | 402-PBO063 | Customer | DSP THD_64 | SFR_FTTH_ZMD_Legacy | 22 - 26 - 28 - 37 - 39 AVENUE DES MOULINS 64320 LEE |  |  | ID-64329000007R;ID-64329000007V;ID-643290000087;ID-64329000007D;ID-64329000007X |  | 5 | AUTRES | PB Chambre | GP FTTH | FTTH | HABITATION/HABITATION/HABITATION | TH-5110-5219 | As built | Utilise | 1 | PBO-SRO-BPI-11665276-063 | 4 | CHAMBRE-343-FT/HABITATION/HABITATION/HABITATION | PBO-SRO-BPI-11665276-053 / PBO-SRO-BPI-11665276-063 / LEE | Bleu | Jaune | 2 | 10 | SRO-BPI-11665276 / BPE-0124-64329-FT / LEE | Rouge | Noir | 1 | 10 | B2-T2-MODULE-A | 10 | Vertical | TH51105219 | Jumper | As built | Utilise | B1-T2-SPL-1*64-03-OUT | 13 | Horizontal | SPL-1*64-03 | OptSplitter |  | 13 | 1x64 | [5 empty] | PIG9648553 | Pigtail | B2-T6-MODULE-TRANSPORT-A | 3 | Indetermine | BPE_0011-SFR / SRO-BPI-11665276 / LEE | Rouge | Vert | 1 | 3
B2-T2-MODULE-A | 11 | B2-T2-MODULE-A11 | B2-T2-MODULE-A11 | PBO-SRO-BPI-11665276-063 | PBO-SRO-BPI-11665276-063 | PBO-SRO-BPI-11665276-063 |  | Bleu | Violet | OK | OCCUPE | 1420 |  |  |  | OK | [8 empty] | REFERENCE OK | [13 empty] | SRO-BPI-11665276 | NA | 16/08/2023 10:48:34 | NUSER2765 |  | As built |  | SC-118540147 | PBO-SRO-BPI-11665276-063 | 402-PBO063 | Customer | DSP THD_64 | SFR_FTTH_ZMD_Legacy | 22 - 26 - 28 - 37 - 39 AVENUE DES MOULINS 64320 LEE |  |  | ID-64329000007R;ID-64329000007V;ID-643290000087;ID-64329000007D;ID-64329000007X |  | 5 | AUTRES | PB Chambre | GP FTTH | FTTH | HABITATION/HABITATION/HABITATION | TH-5110-5230 | Proposed | Reserve | 1 | PBO-SRO-BPI-11665276-063 | 5 | CHAMBRE-343-FT/HABITATION/HABITATION/HABITATION | PBO-SRO-BPI-11665276-053 / PBO-SRO-BPI-11665276-063 / LEE | Bleu | Violet | 2 | 11 | SRO-BPI-11665276 / BPE-0124-64329-FT / LEE | Rouge | Turquoise | 1 | 11 | B2-T2-MODULE-A | 11 | Vertical
B2-T2-MODULE-A | 12 | B2-T2-MODULE-A12 | B2-T2-MODULE-A12 | PBO-SRO-BPI-11665276-063 | PBO-SRO-BPI-11665276-063 | PBO-SRO-BPI-11665276-063 |  | Bleu | Blanc | OCCUPE | OCCUPE |  |  | bleu |  | OCCUPE | [8 empty] | REFERENCE OK | [13 empty] | SRO-BPI-11665276 | NA | 16/08/2023 10:48:34 | NUSER2765 |  | As built |  | SC-118540147 | PBO-SRO-BPI-11665276-063 | 402-PBO063 | Customer | DSP THD_64 | SFR_FTTH_ZMD_Legacy | 22 - 26 - 28 - 37 - 39 AVENUE DES MOULINS 64320 LEE |  |  | ID-64329000007R;ID-64329000007V;ID-643290000087;ID-64329000007D;ID-64329000007X |  | 5 | AUTRES | PB Chambre | GP FTTH | FTTH | [5 empty] | PBO-SRO-BPI-11665276-063 | 6 | CHAMBRE-343-FT/HABITATION/HABITATION/HABITATION | PBO-SRO-BPI-11665276-053 / PBO-SRO-BPI-11665276-063 / LEE | Bleu | Blanc | 2 | 12 | SRO-BPI-11665276 / BPE-0124-64329-FT / LEE | Rouge | Rose | 1 | 12 | B2-T2-MODULE-A | 12 | Vertical
B2-T2-MODULE-A | 13 | - | B2-T2-MODULE-B1 | PBO-SRO-BPI-11665276-053 | PBO-SRO-BPI-11665276-053 | PBO-SRO-BPI-11665276-053 |  | Vert | Rouge | OCCUPE | OCCUPE |  |  | bleu |  | OCCUPE | [22 empty] | SRO-BPI-11665276 | NA | 14/06/2024 11:46:56 | E0067558 |  | As built |  | SC-118540150 | PBO-SRO-BPI-11665276-053 | 402-PBO053 | Customer | DSP THD_64 | SFR_FTTH_ZMD_Legacy | 20 - 31 - 33 AVENUE DES MOULINS 64320 LEE |  |  | ID-64329000007J;ID-643290000074;ID-643290000080 |  | 3 | AUTRES | PB Chambre | GP FTTH | FTTH | HABITATION/HABITATION/HABITATION | TH-5110-5362 | As built | Utilise | 1 | PBO-SRO-BPI-11665276-053 | 1 | POTEAU-FT/HABITATION/HABITATION/HABITATION | PBO-SRO-BPI-11665276-051 / PBO-SRO-BPI-11665276-053 / LEE | Vert | Rouge | 3 | 13 | SRO-BPI-11665276 / BPE-0124-64329-FT / LEE | Bleu | Rouge | 2 | 13 | B2-T2-MODULE-A | 13 | Vertical | TH51105362 | Jumper | As built | Utilise | B1-T2-SPL-1*64-03-OUT | 12 | Horizontal | SPL-1*64-03 | OptSplitter |  | 12 | 1x64 | [5 empty] | PIG9648553 | Pigtail | B2-T6-MODULE-TRANSPORT-A | 3 | Indetermine | BPE_0011-SFR / SRO-BPI-11665276 / LEE | Rouge | Vert | 1 | 3
B2-T2-MODULE-A | 14 | - | B2-T2-MODULE-B2 | PBO-SRO-BPI-11665276-053 | PBO-SRO-BPI-11665276-053 | PBO-SRO-BPI-11665276-053 |  | Vert | Bleu | OK | OCCUPE | 1241 |  |  |  | OK | [22 empty] | SRO-BPI-11665276 | NA | 14/06/2024 11:46:56 | E0067558 |  | As built |  | SC-118540150 | PBO-SRO-BPI-11665276-053 | 402-PBO053 | Customer | DSP THD_64 | SFR_FTTH_ZMD_Legacy | 20 - 31 - 33 AVENUE DES MOULINS 64320 LEE |  |  | ID-64329000007J;ID-643290000074;ID-643290000080 |  | 3 | AUTRES | PB Chambre | GP FTTH | FTTH | HABITATION/HABITATION/HABITATION | TH-5110-5373 | New | Libre | 1 | PBO-SRO-BPI-11665276-053 | 2 | POTEAU-FT/HABITATION/HABITATION/HABITATION | PBO-SRO-BPI-11665276-051 / PBO-SRO-BPI-11665276-053 / LEE | Vert | Bleu | 3 | 14 | SRO-BPI-11665276 / BPE-0124-64329-FT / LEE | Bleu | Bleu | 2 | 14 | B2-T2-MODULE-A | 14 | Vertical
B2-T2-MODULE-A | 15 | - | B2-T2-MODULE-B3 | PBO-SRO-BPI-11665276-053 | PBO-SRO-BPI-11665276-053 | PBO-SRO-BPI-11665276-053 |  | Vert | Vert | OK | OCCUPE | 1240 |  |  |  | OK | [22 empty] | SRO-BPI-11665276 | NA | 14/06/2024 11:46:56 | E0067558 |  | As built |  | SC-118540150 | PBO-SRO-BPI-11665276-053 | 402-PBO053 | Customer | DSP THD_64 | SFR_FTTH_ZMD_Legacy | 20 - 31 - 33 AVENUE DES MOULINS 64320 LEE |  |  | ID-64329000007J;ID-643290000074;ID-643290000080 |  | 3 | AUTRES | PB Chambre | GP FTTH | FTTH | HABITATION/HABITATION/HABITATION | TH-5110-5384 | New | Libre | 1 | PBO-SRO-BPI-11665276-053 | 3 | POTEAU-FT/HABITATION/HABITATION/HABITATION | PBO-SRO-BPI-11665276-051 / PBO-SRO-BPI-11665276-053 / LEE | Vert | Vert | 3 | 15 | SRO-BPI-11665276 / BPE-0124-64329-FT / LEE | Bleu | Vert | 2 | 15 | B2-T2-MODULE-A | 15 | Vertical
B2-T2-MODULE-A | 16 | - | B2-T2-MODULE-B4 | PBO-SRO-BPI-11665276-053 | PBO-SRO-BPI-11665276-053 | PBO-SRO-BPI-11665276-053 |  | Vert | Jaune | OK | OK | 1240 | 1216 |  |  | OK | [22 empty] | SRO-BPI-11665276 | NA | 14/06/2024 11:46:56 | E0067558 |  | As built |  | SC-118540150 | PBO-SRO-BPI-11665276-053 | 402-PBO053 | Customer | DSP THD_64 | SFR_FTTH_ZMD_Legacy | 20 - 31 - 33 AVENUE DES MOULINS 64320 LEE |  |  | ID-64329000007J;ID-643290000074;ID-643290000080 |  | 3 | AUTRES | PB Chambre | GP FTTH | FTTH | [5 empty] | PBO-SRO-BPI-11665276-053 | 4 | POTEAU-FT/HABITATION/HABITATION/HABITATION | PBO-SRO-BPI-11665276-051 / PBO-SRO-BPI-11665276-053 / LEE | Vert | Jaune | 3 | 16 | SRO-BPI-11665276 / BPE-0124-64329-FT / LEE | Bleu | Jaune | 2 | 16 | B2-T2-MODULE-A | 16 | Vertical
B2-T2-MODULE-A | 17 | - | B2-T2-MODULE-B5 | PBO-SRO-BPI-11665276-053 | PBO-SRO-BPI-11665276-053 | PBO-SRO-BPI-11665276-053 |  | Vert | Violet | OK | OK | 1240 | 1216 |  |  | OK | [22 empty] | SRO-BPI-11665276 | NA | 14/06/2024 11:46:56 | E0067558 |  | As built |  | SC-118540150 | PBO-SRO-BPI-11665276-053 | 402-PBO053 | Customer | DSP THD_64 | SFR_FTTH_ZMD_Legacy | 20 - 31 - 33 AVENUE DES MOULINS 64320 LEE |  |  | ID-64329000007J;ID-643290000074;ID-643290000080 |  | 3 | AUTRES | PB Chambre | GP FTTH | FTTH | [5 empty] | PBO-SRO-BPI-11665276-053 | 5 | POTEAU-FT/HABITATION/HABITATION/HABITATION | PBO-SRO-BPI-11665276-051 / PBO-SRO-BPI-11665276-053 / LEE | Vert | Violet | 3 | 17 | SRO-BPI-11665276 / BPE-0124-64329-FT / LEE | Bleu | Violet | 2 | 17 | B2-T2-MODULE-A | 17 | Vertical
B2-T2-MODULE-A | 18 | - | B2-T2-MODULE-B6 | PBO-SRO-BPI-11665276-053 | PBO-SRO-BPI-11665276-053 | PBO-SRO-BPI-11665276-053 |  | Vert | Blanc | OK | OK | 1241 | 1216 |  |  | OK | [22 empty] | SRO-BPI-11665276 | NA | 14/06/2024 11:46:56 | E0067558 |  | As built |  | SC-118540150 | PBO-SRO-BPI-11665276-053 | 402-PBO053 | Customer | DSP THD_64 | SFR_FTTH_ZMD_Legacy | 20 - 31 - 33 AVENUE DES MOULINS 64320 LEE |  |  | ID-64329000007J;ID-643290000074;ID-643290000080 |  | 3 | AUTRES | PB Chambre | GP FTTH | FTTH | [5 empty] | PBO-SRO-BPI-11665276-053 | 6 | POTEAU-FT/HABITATION/HABITATION/HABITATION | PBO-SRO-BPI-11665276-051 / PBO-SRO-BPI-11665276-053 / LEE | Vert | Blanc | 3 | 18 | SRO-BPI-11665276 / BPE-0124-64329-FT / LEE | Bleu | Blanc | 2 | 18 | B2-T2-MODULE-A | 18 | Vertical
B2-T2-MODULE-A | 19 | - | B2-T2-MODULE-B7 | BE-SRO-BPI-11665276-SC-121215784-01 | BE-SRO-BPI-11665276-SC-121215784-01 | BE-SRO-BPI-11665276-SC-121215784-01 |  | Rouge | Rouge |  | OCCUPE | [27 empty] | SRO-BPI-11665276 | NA | 28/01/2024 00:07:41 | NETWORKS |  | As built | <Null> | SC-121215784 | LEE_DES_MOULINS_16_1_V1 |  | Customer | DSP THD_64 | SFR_FTTH_ZMD_Legacy | 16 AVENUE DES MOULINS 64320 LEE |  |  | ID-6432900000B0 |  | 4 | AUTRES | SITE CLIENT | GP FTTH | FTTH | BATIMENT-16/ESCALIER-1/ETAGE-RDC | TH-8704-3363 | New | Libre | 1 | BE-SRO-BPI-11665276-SC-121215784-01 | 1 | LOCAL BE/BATIMENT-16/ESCALIER-1/ETAGE-RDC | BPE-0001-64329-ERDF / BE-SRO-BPI-11665276-SC-121215784-01 / LEE | Rouge | Rouge | 1 | 1 | SRO-BPI-11665276 / BPE-0124-64329-FT / LEE | Bleu | Orange | 2 | 19 | B2-T2-MODULE-A | 19 | Vertical
B2-T2-MODULE-A | 20 | - | B2-T2-MODULE-B8 | BE-SRO-BPI-11665276-SC-121215784-01 | BE-SRO-BPI-11665276-SC-121215784-01 | BE-SRO-BPI-11665276-SC-121215784-01 |  | Rouge | Bleu |  | OK |  | 1465 | [25 empty] | SRO-BPI-11665276 | NA | 28/01/2024 00:07:41 | NETWORKS |  | As built | <Null> | SC-121215784 | LEE_DES_MOULINS_16_1_V1 |  | Customer | DSP THD_64 | SFR_FTTH_ZMD_Legacy | 16 AVENUE DES MOULINS 64320 LEE |  |  | ID-6432900000B0 |  | 4 | AUTRES | SITE CLIENT | GP FTTH | FTTH | BATIMENT-16/ESCALIER-1/ETAGE-RDC | TH-8704-3374 | New | Libre | 1 | BE-SRO-BPI-11665276-SC-121215784-01 | 2 | LOCAL BE/BATIMENT-16/ESCALIER-1/ETAGE-RDC | BPE-0001-64329-ERDF / BE-SRO-BPI-11665276-SC-121215784-01 / LEE | Rouge | Bleu | 1 | 2 | SRO-BPI-11665276 / BPE-0124-64329-FT / LEE | Bleu | Gris | 2 | 20 | B2-T2-MODULE-A | 20 | Vertical
B2-T2-MODULE-A | 21 | - | B2-T2-MODULE-B9 | BE-SRO-BPI-11665276-SC-121215784-01 | BE-SRO-BPI-11665276-SC-121215784-01 | BE-SRO-BPI-11665276-SC-121215784-01 |  | Rouge | Vert |  | OCCUPE | [27 empty] | SRO-BPI-11665276 | NA | 28/01/2024 00:07:41 | NETWORKS |  | As built | <Null> | SC-121215784 | LEE_DES_MOULINS_16_1_V1 |  | Customer | DSP THD_64 | SFR_FTTH_ZMD_Legacy | 16 AVENUE DES MOULINS 64320 LEE |  |  | ID-6432900000B0 |  | 4 | AUTRES | SITE CLIENT | GP FTTH | FTTH | BATIMENT-16/ESCALIER-1/ETAGE-1 | TH-8704-3550 | New | Libre | 1 | BE-SRO-BPI-11665276-SC-121215784-01 | 3 | LOCAL BE/BATIMENT-16/ESCALIER-1/ETAGE-RDC | BPE-0001-64329-ERDF / BE-SRO-BPI-11665276-SC-121215784-01 / LEE | Rouge | Vert | 1 | 3 | SRO-BPI-11665276 / BPE-0124-64329-FT / LEE | Bleu | Marron | 2 | 21 | B2-T2-MODULE-A | 21 | Vertical
B2-T2-MODULE-A | 22 | - | B2-T2-MODULE-B10 | BE-SRO-BPI-11665276-SC-121215784-01 | BE-SRO-BPI-11665276-SC-121215784-01 | BE-SRO-BPI-11665276-SC-121215784-01 |  | Rouge | Jaune |  | OCCUPE | [27 empty] | SRO-BPI-11665276 | NA | 28/01/2024 00:07:41 | NETWORKS |  | As built | <Null> | SC-121215784 | LEE_DES_MOULINS_16_1_V1 |  | Customer | DSP THD_64 | SFR_FTTH_ZMD_Legacy | 16 AVENUE DES MOULINS 64320 LEE |  |  | ID-6432900000B0 |  | 4 | AUTRES | SITE CLIENT | GP FTTH | FTTH | BATIMENT-16/ESCALIER-1/ETAGE-1 | TH-8704-3561 | New | Libre | 1 | BE-SRO-BPI-11665276-SC-121215784-01 | 4 | LOCAL BE/BATIMENT-16/ESCALIER-1/ETAGE-RDC | BPE-0001-64329-ERDF / BE-SRO-BPI-11665276-SC-121215784-01 / LEE | Rouge | Jaune | 1 | 4 | SRO-BPI-11665276 / BPE-0124-64329-FT / LEE | Bleu | Noir | 2 | 22 | B2-T2-MODULE-A | 22 | Vertical
B2-T2-MODULE-A | 23 | - | B2-T2-MODULE-B11 | BE-SRO-BPI-11665276-SC-121215784-01 | BE-SRO-BPI-11665276-SC-121215784-01 | BE-SRO-BPI-11665276-SC-121215784-01 |  | Rouge | Violet |  | OK |  | 1465 | [25 empty] | SRO-BPI-11665276 | NA | 28/01/2024 00:07:41 | NETWORKS |  | As built | <Null> | SC-121215784 | LEE_DES_MOULINS_16_1_V1 |  | Customer | DSP THD_64 | SFR_FTTH_ZMD_Legacy | 16 AVENUE DES MOULINS 64320 LEE |  |  | ID-6432900000B0 |  | 4 | AUTRES | SITE CLIENT | GP FTTH | FTTH | [5 empty] | BE-SRO-BPI-11665276-SC-121215784-01 | 5 | LOCAL BE/BATIMENT-16/ESCALIER-1/ETAGE-RDC | BPE-0001-64329-ERDF / BE-SRO-BPI-11665276-SC-121215784-01 / LEE | Rouge | Violet | 1 | 5 | SRO-BPI-11665276 / BPE-0124-64329-FT / LEE | Bleu | Turquoise | 2 | 23 | B2-T2-MODULE-A | 23 | Vertical
B2-T2-MODULE-A | 24 | - | B2-T2-MODULE-B12 | BE-SRO-BPI-11665276-SC-121215784-01 | BE-SRO-BPI-11665276-SC-121215784-01 | BE-SRO-BPI-11665276-SC-121215784-01 |  | Rouge | Blanc |  | OCCUPE | [27 empty] | SRO-BPI-11665276 | NA | 28/01/2024 00:07:41 | NETWORKS |  | As built | <Null> | SC-121215784 | LEE_DES_MOULINS_16_1_V1 |  | Customer | DSP THD_64 | SFR_FTTH_ZMD_Legacy | 16 AVENUE DES MOULINS 64320 LEE |  |  | ID-6432900000B0 |  | 4 | AUTRES | SITE CLIENT | GP FTTH | FTTH | [5 empty] | BE-SRO-BPI-11665276-SC-121215784-01 | 6 | LOCAL BE/BATIMENT-16/ESCALIER-1/ETAGE-RDC | BPE-0001-64329-ERDF / BE-SRO-BPI-11665276-SC-121215784-01 / LEE | Rouge | Blanc | 1 | 6 | SRO-BPI-11665276 / BPE-0124-64329-FT / LEE | Bleu | Rose | 2 | 24 | B2-T2-MODULE-A | 24 | Vertical
B2-T2-MODULE-B | 1 | B2-T2-MODULE-A13 | B2-T2-MODULE-C1 | 0 |  |  |  | 0 | 0 | [29 empty] | SRO-BPI-11665276 | NA | [39 empty] | B2-T2-MODULE-B | 1 | Vertical | [27 empty] | Impossible de déterminer le dernier élément de la trace; | Verticale; | PBO-SRO-BPI-11665276-050 / BPE-0001-ERDF / LEE | Fiber_Cable | 25 | SC-118540151
B2-T2-MODULE-B | 2 | B2-T2-MODULE-A14 | B2-T2-MODULE-C2 | 0 |  |  |  | 0 | 0 | [29 empty] | SRO-BPI-11665276 | NA | [39 empty] | B2-T2-MODULE-B | 2 | Vertical | [27 empty] | Impossible de déterminer le dernier élément de la trace; | Verticale; | PBO-SRO-BPI-11665276-050 / BPE-0001-ERDF / LEE | Fiber_Cable | 26 | SC-118540151
B2-T2-MODULE-B | 3 | B2-T2-MODULE-A15 | B2-T2-MODULE-C3 | 0 |  |  |  | 0 | 0 | [29 empty] | SRO-BPI-11665276 | NA | [39 empty] | B2-T2-MODULE-B | 3 | Vertical | [27 empty] | Impossible de déterminer le dernier élément de la trace; | Verticale; | PBO-SRO-BPI-11665276-050 / BPE-0001-ERDF / LEE | Fiber_Cable | 27 | SC-118540151
B2-T2-MODULE-B | 4 | B2-T2-MODULE-A16 | B2-T2-MODULE-C4 | 0 |  |  |  | 0 | 0 | [29 empty] | SRO-BPI-11665276 | NA | [39 empty] | B2-T2-MODULE-B | 4 | Vertical | [27 empty] | Impossible de déterminer le dernier élément de la trace; | Verticale; | PBO-SRO-BPI-11665276-050 / BPE-0001-ERDF / LEE | Fiber_Cable | 28 | SC-118540151
B2-T2-MODULE-B | 5 | B2-T2-MODULE-A17 | B2-T2-MODULE-C5 | 0 |  |  |  | 0 | 0 | [29 empty] | SRO-BPI-11665276 | NA | [39 empty] | B2-T2-MODULE-B | 5 | Vertical | [27 empty] | Impossible de déterminer le dernier élément de la trace; | Verticale; | PBO-SRO-BPI-11665276-050 / BPE-0001-ERDF / LEE | Fiber_Cable | 29 | SC-118540151
B2-T2-MODULE-B | 6 | B2-T2-MODULE-A18 | B2-T2-MODULE-C6 | 0 |  |  |  | 0 | 0 | [29 empty] | SRO-BPI-11665276 | NA | [39 empty] | B2-T2-MODULE-B | 6 | Vertical | [27 empty] | Impossible de déterminer le dernier élément de la trace; | Verticale; | PBO-SRO-BPI-11665276-050 / BPE-0001-ERDF / LEE | Fiber_Cable | 30 | SC-118540151
B2-T2-MODULE-B | 7 | B2-T2-MODULE-A19 | B2-T2-MODULE-C7 | 0 |  |  |  | 0 | 0 | [29 empty] | SRO-BPI-11665276 | NA | [39 empty] | B2-T2-MODULE-B | 7 | Vertical | [27 empty] | Impossible de déterminer le dernier élément de la trace; | Verticale; | PBO-SRO-BPI-11665276-050 / BPE-0001-ERDF / LEE | Fiber_Cable | 31 | SC-118540151
B2-T2-MODULE-B | 8 | B2-T2-MODULE-A20 | B2-T2-MODULE-C8 | 0 |  |  |  | 0 | 0 | [29 empty] | SRO-BPI-11665276 | NA | [39 empty] | B2-T2-MODULE-B | 8 | Vertical | [27 empty] | Impossible de déterminer le dernier élément de la trace; | Verticale; | PBO-SRO-BPI-11665276-050 / BPE-0001-ERDF / LEE | Fiber_Cable | 32 | SC-118540151
B2-T2-MODULE-B | 9 | B2-T2-MODULE-A21 | B2-T2-MODULE-C9 | 0 |  |  |  | 0 | 0 | [29 empty] | SRO-BPI-11665276 | NA | [39 empty] | B2-T2-MODULE-B | 9 | Vertical | [27 empty] | Impossible de déterminer le dernier élément de la trace; | Verticale; | PBO-SRO-BPI-11665276-050 / BPE-0001-ERDF / LEE | Fiber_Cable | 33 | SC-118540151
B2-T2-MODULE-B | 10 | B2-T2-MODULE-A22 | B2-T2-MODULE-C10 | 0 |  |  |  | 0 | 0 | [29 empty] | SRO-BPI-11665276 | NA | [39 empty] | B2-T2-MODULE-B | 10 | Vertical | [27 empty] | Impossible de déterminer le dernier élément de la trace; | Verticale; | PBO-SRO-BPI-11665276-050 / BPE-0001-ERDF / LEE | Fiber_Cable | 34 | SC-118540151
B2-T2-MODULE-B | 11 | B2-T2-MODULE-A23 | B2-T2-MODULE-C11 | 0 |  |  |  | 0 | 0 | [29 empty] | SRO-BPI-11665276 | NA | [39 empty] | B2-T2-MODULE-B | 11 | Vertical | [27 empty] | Impossible de déterminer le dernier élément de la trace; | Verticale; | PBO-SRO-BPI-11665276-050 / BPE-0001-ERDF / LEE | Fiber_Cable | 35 | SC-118540151
B2-T2-MODULE-B | 12 | B2-T2-MODULE-A24 | B2-T2-MODULE-C12 | 0 |  |  |  | 0 | 0 | [29 empty] | SRO-BPI-11665276 | NA | [39 empty] | B2-T2-MODULE-B | 12 | Vertical | [27 empty] | Impossible de déterminer le dernier élément de la trace; | Verticale; | PBO-SRO-BPI-11665276-050 / BPE-0001-ERDF / LEE | Fiber_Cable | 36 | SC-118540151
B2-T2-MODULE-B | 13 | - | B2-T2-MODULE-D1 | PBO-SRO-BPI-11665276-051 | PBO-SRO-BPI-11665276-051 | PBO-SRO-BPI-11665276-051 |  | Orange | Rouge | OCCUPE | OCCUPE |  |  | orange |  | OCCUPE | [22 empty] | SRO-BPI-11665276 | NA | 08/01/2024 16:38:59 | NUSER5747 |  | As built | <Null> | SC-118540138 | PBO-SRO-BPI-11665276-051 | 402-PBO051 | Customer | DSP THD_64 | SFR_FTTH_ZMD_Legacy | 10 - 12 - 13 - 19 - 11B-14 - 21 - 23 AVENUE DES MOULINS 64320 LEE |  |  | ID-643290000071;ID-64329000007P;ID-64329000007F;ID-64329000007A;ID-643290000078;ID-643290000070;ID-643290000079;ID-64329000000T |  | 10 | AUTRES | PB Chambre | GP FTTH | FTTH | HABITATION/HABITATION/HABITATION | TH-5110-4680 | As built | Mutualise | 1 | PBO-SRO-BPI-11665276-051 | 1 | CHAMBRE-324-FT/HABITATION/HABITATION/HABITATION | BPE-0001-ERDF / PBO-SRO-BPI-11665276-051 / LEE | Orange | Rouge | 7 | 37 | SRO-BPI-11665276 / BPE-0124-64329-FT / LEE | Jaune | Rouge | 4 | 37 | B2-T2-MODULE-B | 13 | Vertical | Mutualise - TH51105131 | Pigtail | As built
B2-T2-MODULE-B | 14 | - | B2-T2-MODULE-D2 | PBO-SRO-BPI-11665276-051 | PBO-SRO-BPI-11665276-051 | PBO-SRO-BPI-11665276-051 |  | Orange | Bleu | OK | OK | 1087 | 1022 |  |  | OK | [22 empty] | SRO-BPI-11665276 | NA | 08/01/2024 16:38:59 | NUSER5747 |  | As built | <Null> | SC-118540138 | PBO-SRO-BPI-11665276-051 | 402-PBO051 | Customer | DSP THD_64 | SFR_FTTH_ZMD_Legacy | 10 - 12 - 13 - 19 - 11B-14 - 21 - 23 AVENUE DES MOULINS 64320 LEE |  |  | ID-643290000071;ID-64329000007P;ID-64329000007F;ID-64329000007A;ID-643290000078;ID-643290000070;ID-643290000079;ID-64329000000T |  | 10 | AUTRES | PB Chambre | GP FTTH | FTTH | HABITATION/HABITATION/HABITATION | TH-5110-4691 | New | Libre | 1 | PBO-SRO-BPI-11665276-051 | 2 | CHAMBRE-324-FT/HABITATION/HABITATION/HABITATION | BPE-0001-ERDF / PBO-SRO-BPI-11665276-051 / LEE | Orange | Bleu | 7 | 38 | SRO-BPI-11665276 / BPE-0124-64329-FT / LEE | Jaune | Bleu | 4 | 38 | B2-T2-MODULE-B | 14 | Vertical
B2-T2-MODULE-B | 15 | - | B2-T2-MODULE-D3 | PBO-SRO-BPI-11665276-051 | PBO-SRO-BPI-11665276-051 | PBO-SRO-BPI-11665276-051 |  | Orange | Vert | OK | OCCUPE | 1087 |  |  |  | OK | [10 empty] | 2: BPE-0118-FT | SRO-BPI-11665276 | NA | 08/01/2024 16:38:59 | NUSER5747 |  | As built | <Null> | SC-118540138 | PBO-SRO-BPI-11665276-051 | 402-PBO051 | Customer | DSP THD_64 | SFR_FTTH_ZMD_Legacy | 10 - 12 - 13 - 19 - 11B-14 - 21 - 23 AVENUE DES MOULINS 64320 LEE |  |  | ID-643290000071;ID-64329000007P;ID-64329000007F;ID-64329000007A;ID-643290000078;ID-643290000070;ID-643290000079;ID-64329000000T |  | 10 | AUTRES | PB Chambre | GP FTTH | FTTH | HABITATION/HABITATION/HABITATION | TH-5110-4702 | New | Libre | 1 | PBO-SRO-BPI-11665276-051 | 3 | CHAMBRE-324-FT/HABITATION/HABITATION/HABITATION | BPE-0001-ERDF / PBO-SRO-BPI-11665276-051 / LEE | Orange | Vert | 7 | 39 | SRO-BPI-11665276 / BPE-0124-64329-FT / LEE | Jaune | Vert | 4 | 39 | B2-T2-MODULE-B | 15 | Vertical
B2-T2-MODULE-B | 16 | - | B2-T2-MODULE-D4 | PBO-SRO-BPI-11665276-051 | PBO-SRO-BPI-11665276-051 | PBO-SRO-BPI-11665276-051 |  | Orange | Jaune | OCCUPE | OCCUPE |  |  | bleu |  | OCCUPE | [22 empty] | SRO-BPI-11665276 | NA | 08/01/2024 16:38:59 | NUSER5747 |  | As built | <Null> | SC-118540138 | PBO-SRO-BPI-11665276-051 | 402-PBO051 | Customer | DSP THD_64 | SFR_FTTH_ZMD_Legacy | 10 - 12 - 13 - 19 - 11B-14 - 21 - 23 AVENUE DES MOULINS 64320 LEE |  |  | ID-643290000071;ID-64329000007P;ID-64329000007F;ID-64329000007A;ID-643290000078;ID-643290000070;ID-643290000079;ID-64329000000T |  | 10 | AUTRES | PB Chambre | GP FTTH | FTTH | HABITATION/HABITATION/HABITATION | TH-5110-4713 | New | Libre | 1 | PBO-SRO-BPI-11665276-051 | 4 | CHAMBRE-324-FT/HABITATION/HABITATION/HABITATION | BPE-0001-ERDF / PBO-SRO-BPI-11665276-051 / LEE | Orange | Jaune | 7 | 40 | SRO-BPI-11665276 / BPE-0124-64329-FT / LEE | Jaune | Jaune | 4 | 40 | B2-T2-MODULE-B | 16 | Vertical | TH51105153 | Jumper | As built | Utilise | B1-T2-SPL-1*64-03-OUT | 25 | Horizontal | SPL-1*64-03 | OptSplitter |  | 25 | 1x64 | [5 empty] | PIG9648553 | Pigtail | B2-T6-MODULE-TRANSPORT-A | 3 | Indetermine | BPE_0011-SFR / SRO-BPI-11665276 / LEE | Rouge | Vert | 1 | 3
B2-T2-MODULE-B | 17 | - | B2-T2-MODULE-D5 | PBO-SRO-BPI-11665276-051 | PBO-SRO-BPI-11665276-051 | PBO-SRO-BPI-11665276-051 |  | Orange | Violet | OK | OCCUPE | 1086 |  |  |  | OK | [22 empty] | SRO-BPI-11665276 | NA | 08/01/2024 16:38:59 | NUSER5747 |  | As built | <Null> | SC-118540138 | PBO-SRO-BPI-11665276-051 | 402-PBO051 | Customer | DSP THD_64 | SFR_FTTH_ZMD_Legacy | 10 - 12 - 13 - 19 - 11B-14 - 21 - 23 AVENUE DES MOULINS 64320 LEE |  |  | ID-643290000071;ID-64329000007P;ID-64329000007F;ID-64329000007A;ID-643290000078;ID-643290000070;ID-643290000079;ID-64329000000T |  | 10 | AUTRES | PB Chambre | GP FTTH | FTTH | HABITATION/HABITATION/HABITATION | TH-5110-4724 | New | Libre | 1 | PBO-SRO-BPI-11665276-051 | 5 | CHAMBRE-324-FT/HABITATION/HABITATION/HABITATION | BPE-0001-ERDF / PBO-SRO-BPI-11665276-051 / LEE | Orange | Violet | 7 | 41 | SRO-BPI-11665276 / BPE-0124-64329-FT / LEE | Jaune | Violet | 4 | 41 | B2-T2-MODULE-B | 17 | Vertical | Mutualise - TH73210610 | Pigtail | As built
B2-T2-MODULE-B | 18 | - | B2-T2-MODULE-D6 | PBO-SRO-BPI-11665276-051 | PBO-SRO-BPI-11665276-051 | PBO-SRO-BPI-11665276-051 |  | Orange | Blanc | OK | OCCUPE | 1087 |  |  |  | OK | [22 empty] | SRO-BPI-11665276 | NA | 08/01/2024 16:38:59 | NUSER5747 |  | As built | <Null> | SC-118540138 | PBO-SRO-BPI-11665276-051 | 402-PBO051 | Customer | DSP THD_64 | SFR_FTTH_ZMD_Legacy | 10 - 12 - 13 - 19 - 11B-14 - 21 - 23 AVENUE DES MOULINS 64320 LEE |  |  | ID-643290000071;ID-64329000007P;ID-64329000007F;ID-64329000007A;ID-643290000078;ID-643290000070;ID-643290000079;ID-64329000000T |  | 10 | AUTRES | PB Chambre | GP FTTH | FTTH | HABITATION/HABITATION/HABITATION | TH-9739-0810 | New | Libre | 1 | PBO-SRO-BPI-11665276-051 | 6 | CHAMBRE-324-FT/HABITATION/HABITATION/HABITATION | BPE-0001-ERDF / PBO-SRO-BPI-11665276-051 / LEE | Orange | Blanc | 7 | 42 | SRO-BPI-11665276 / BPE-0124-64329-FT / LEE | Jaune | Blanc | 4 | 42 | B2-T2-MODULE-B | 18 | Vertical
B2-T2-MODULE-B | 19 | - | B2-T2-MODULE-D7 | PBO-SRO-BPI-11665276-051 |  | PBO-SRO-BPI-11665276-051 |  | Gris | Rouge | OK | OK | 1033 | 1022 |  |  | OK | [22 empty] | SRO-BPI-11665276 | NA | 08/01/2024 16:38:59 | NUSER5747 |  | As built | <Null> | SC-118540138 | PBO-SRO-BPI-11665276-051 | 402-PBO051 | Customer | DSP THD_64 | SFR_FTTH_ZMD_Legacy | 10 - 12 - 13 - 19 - 11B-14 - 21 - 23 AVENUE DES MOULINS 64320 LEE |  |  | ID-643290000071;ID-64329000007P;ID-64329000007F;ID-64329000007A;ID-643290000078;ID-643290000070;ID-643290000079;ID-64329000000T |  | 10 | AUTRES | PB Chambre | GP FTTH | FTTH | HABITATION/HABITATION/HABITATION | TH-9739-0821 | New | Libre | 1 | PBO-SRO-BPI-11665276-051 | 7 | CHAMBRE-324-FT/HABITATION/HABITATION/HABITATION | BPE-0001-ERDF / PBO-SRO-BPI-11665276-051 / LEE | Gris | Rouge | 8 | 43 | SRO-BPI-11665276 / BPE-0124-64329-FT / LEE | Jaune | Orange | 4 | 43 | B2-T2-MODULE-B | 19 | Vertical | Mutualise - TH51104680 | Pigtail | As built
B2-T2-MODULE-B | 20 | - | B2-T2-MODULE-D8 | PBO-SRO-BPI-11665276-051 |  | PBO-SRO-BPI-11665276-051 |  | Gris | Bleu | OK | OK | 1033 | 1022 |  |  | OK | [22 empty] | SRO-BPI-11665276 | NA | 08/01/2024 16:38:59 | NUSER5747 |  | As built | <Null> | SC-118540138 | PBO-SRO-BPI-11665276-051 | 402-PBO051 | Customer | DSP THD_64 | SFR_FTTH_ZMD_Legacy | 10 - 12 - 13 - 19 - 11B-14 - 21 - 23 AVENUE DES MOULINS 64320 LEE |  |  | ID-643290000071;ID-64329000007P;ID-64329000007F;ID-64329000007A;ID-643290000078;ID-643290000070;ID-643290000079;ID-64329000000T |  | 10 | AUTRES | PB Chambre | GP FTTH | FTTH | HABITATION/HABITATION/HABITATION | TH-9739-0832 | New | Libre | 1 | PBO-SRO-BPI-11665276-051 | 8 | CHAMBRE-324-FT/HABITATION/HABITATION/HABITATION | BPE-0001-ERDF / PBO-SRO-BPI-11665276-051 / LEE | Gris | Bleu | 8 | 44 | SRO-BPI-11665276 / BPE-0124-64329-FT / LEE | Jaune | Gris | 4 | 44 | B2-T2-MODULE-B | 20 | Vertical
B2-T2-MODULE-B | 21 | - | B2-T2-MODULE-D9 | PBO-SRO-BPI-11665276-051 |  | PBO-SRO-BPI-11665276-051 |  | Gris | Vert | OK | OCCUPE | 1032 |  |  |  | OK | [22 empty] | SRO-BPI-11665276 | NA | 08/01/2024 16:38:59 | NUSER5747 |  | As built | <Null> | SC-118540138 | PBO-SRO-BPI-11665276-051 | 402-PBO051 | Customer | DSP THD_64 | SFR_FTTH_ZMD_Legacy | 10 - 12 - 13 - 19 - 11B-14 - 21 - 23 AVENUE DES MOULINS 64320 LEE |  |  | ID-643290000071;ID-64329000007P;ID-64329000007F;ID-64329000007A;ID-643290000078;ID-643290000070;ID-643290000079;ID-64329000000T |  | 10 | AUTRES | PB Chambre | GP FTTH | FTTH | HABITATION/HABITATION/HABITATION | TH-9739-0843 | New | Libre | 1 | PBO-SRO-BPI-11665276-051 | 9 | CHAMBRE-324-FT/HABITATION/HABITATION/HABITATION | BPE-0001-ERDF / PBO-SRO-BPI-11665276-051 / LEE | Gris | Vert | 8 | 45 | SRO-BPI-11665276 / BPE-0124-64329-FT / LEE | Jaune | Marron | 4 | 45 | B2-T2-MODULE-B | 21 | Vertical
B2-T2-MODULE-B | 22 | - | B2-T2-MODULE-D10 | PBO-SRO-BPI-11665276-051 |  | PBO-SRO-BPI-11665276-051 |  | Gris | Jaune | OK | OCCUPE | 1033 |  |  |  | OK | [22 empty] | SRO-BPI-11665276 | NA | 08/01/2024 16:38:59 | NUSER5747 |  | As built | <Null> | SC-118540138 | PBO-SRO-BPI-11665276-051 | 402-PBO051 | Customer | DSP THD_64 | SFR_FTTH_ZMD_Legacy | 10 - 12 - 13 - 19 - 11B-14 - 21 - 23 AVENUE DES MOULINS 64320 LEE |  |  | ID-643290000071;ID-64329000007P;ID-64329000007F;ID-64329000007A;ID-643290000078;ID-643290000070;ID-643290000079;ID-64329000000T |  | 10 | AUTRES | PB Chambre | GP FTTH | FTTH | HABITATION/HABITATION/HABITATION | TH-9739-0854 | New | Libre | 1 | PBO-SRO-BPI-11665276-051 | 10 | CHAMBRE-324-FT/HABITATION/HABITATION/HABITATION | BPE-0001-ERDF / PBO-SRO-BPI-11665276-051 / LEE | Gris | Jaune | 8 | 46 | SRO-BPI-11665276 / BPE-0124-64329-FT / LEE | Jaune | Noir | 4 | 46 | B2-T2-MODULE-B | 22 | Vertical
B2-T2-MODULE-B | 23 | - | B2-T2-MODULE-D11 | PBO-SRO-BPI-11665276-051 |  | PBO-SRO-BPI-11665276-051 |  | Gris | Violet | OK | OK | 1032 | 1022 |  |  | OK | [22 empty] | SRO-BPI-11665276 | NA | 08/01/2024 16:38:59 | NUSER5747 |  | As built | <Null> | SC-118540138 | PBO-SRO-BPI-11665276-051 | 402-PBO051 | Customer | DSP THD_64 | SFR_FTTH_ZMD_Legacy | 10 - 12 - 13 - 19 - 11B-14 - 21 - 23 AVENUE DES MOULINS 64320 LEE |  |  | ID-643290000071;ID-64329000007P;ID-64329000007F;ID-64329000007A;ID-643290000078;ID-643290000070;ID-643290000079;ID-64329000000T |  | 10 | AUTRES | PB Chambre | GP FTTH | FTTH | [5 empty] | PBO-SRO-BPI-11665276-051 | 11 | CHAMBRE-324-FT/HABITATION/HABITATION/HABITATION | BPE-0001-ERDF / PBO-SRO-BPI-11665276-051 / LEE | Gris | Violet | 8 | 47 | SRO-BPI-11665276 / BPE-0124-64329-FT / LEE | Jaune | Turquoise | 4 | 47 | B2-T2-MODULE-B | 23 | Vertical
B2-T2-MODULE-B | 24 | - | B2-T2-MODULE-D12 | PBO-SRO-BPI-11665276-051 |  | PBO-SRO-BPI-11665276-051 |  | Gris | Blanc | OK | OCCUPE | 1033 |  |  |  | OK | [22 empty] | SRO-BPI-11665276 | NA | 08/01/2024 16:38:59 | NUSER5747 |  | As built | <Null> | SC-118540138 | PBO-SRO-BPI-11665276-051 | 402-PBO051 | Customer | DSP THD_64 | SFR_FTTH_ZMD_Legacy | 10 - 12 - 13 - 19 - 11B-14 - 21 - 23 AVENUE DES MOULINS 64320 LEE |  |  | ID-643290000071;ID-64329000007P;ID-64329000007F;ID-64329000007A;ID-643290000078;ID-643290000070;ID-643290000079;ID-64329000000T |  | 10 | AUTRES | PB Chambre | GP FTTH | FTTH | [5 empty] | PBO-SRO-BPI-11665276-051 | 12 | CHAMBRE-324-FT/HABITATION/HABITATION/HABITATION | BPE-0001-ERDF / PBO-SRO-BPI-11665276-051 / LEE | Gris | Blanc | 8 | 48 | SRO-BPI-11665276 / BPE-0124-64329-FT / LEE | Jaune | Rose | 4 | 48 | B2-T2-MODULE-B | 24 | Vertical
B2-T2-MODULE-C | 1 | B2-T2-MODULE-B1 | B2-T2-MODULE-E1 | PBO-SRO-BPI-11665276-050 | PBO-SRO-BPI-11665276-050 | PBO-SRO-BPI-11665276-050 |  | Marron | Rouge | OK | OCCUPE | 956 |  |  |  | OK | [8 empty] | REFERENCE OK | [13 empty] | SRO-BPI-11665276 | NA | 08/01/2024 16:44:01 | NUSER5747 |  | As built |  | SC-118540151 | PBO-SRO-BPI-11665276-050 | 402-PBO050 | Customer | DSP THD_64 | SFR_FTTH_ZMD_Legacy | 6 - 9 - 11 - 6B AVENUE DES MOULINS 64320 LEE |  |  | ID-643290000086;ID-64329000007I;ID-64329000007Q;ID-64329000007L |  | 5 | AUTRES | PB Chambre | GP FTTH | FTTH | HABITATION/HABITATION/HABITATION | TH-5110-5395 | As built | Mutualise | 1 | PBO-SRO-BPI-11665276-050 | 1 | CHAMBRE-FT/HABITATION/HABITATION/HABITATION | PBO-SRO-BPI-11665276-049 / PBO-SRO-BPI-11665276-050 / LEE | Marron | Rouge | 9 | 49 | SRO-BPI-11665276 / BPE-0124-64329-FT / LEE | Violet | Rouge | 5 | 49 | B2-T2-MODULE-C | 1 | Vertical | Mutualise - TH51105395 | Pigtail | As built
B2-T2-MODULE-C | 2 | B2-T2-MODULE-B2 | B2-T2-MODULE-E2 | PBO-SRO-BPI-11665276-050 | PBO-SRO-BPI-11665276-050 | PBO-SRO-BPI-11665276-050 |  | Marron | Bleu | OK | OCCUPE | 955 |  |  |  | OK | [8 empty] | REFERENCE OK | [13 empty] | SRO-BPI-11665276 | NA | 08/01/2024 16:44:01 | NUSER5747 |  | As built |  | SC-118540151 | PBO-SRO-BPI-11665276-050 | 402-PBO050 | Customer | DSP THD_64 | SFR_FTTH_ZMD_Legacy | 6 - 9 - 11 - 6B AVENUE DES MOULINS 64320 LEE |  |  | ID-643290000086;ID-64329000007I;ID-64329000007Q;ID-64329000007L |  | 5 | AUTRES | PB Chambre | GP FTTH | FTTH | HABITATION/HABITATION/HABITATION | TH-5110-5406 | New | Libre | 1 | PBO-SRO-BPI-11665276-050 | 2 | CHAMBRE-FT/HABITATION/HABITATION/HABITATION | PBO-SRO-BPI-11665276-049 / PBO-SRO-BPI-11665276-050 / LEE | Marron | Bleu | 9 | 50 | SRO-BPI-11665276 / BPE-0124-64329-FT / LEE | Violet | Bleu | 5 | 50 | B2-T2-MODULE-C | 2 | Vertical
B2-T2-MODULE-C | 3 | B2-T2-MODULE-B3 | B2-T2-MODULE-E3 | PBO-SRO-BPI-11665276-050 | PBO-SRO-BPI-11665276-050 | PBO-SRO-BPI-11665276-050 |  | Marron | Vert | OK | OK | 956 | 907 |  |  | OK | [8 empty] | REFERENCE OK | [13 empty] | SRO-BPI-11665276 | NA | 08/01/2024 16:44:01 | NUSER5747 |  | As built |  | SC-118540151 | PBO-SRO-BPI-11665276-050 | 402-PBO050 | Customer | DSP THD_64 | SFR_FTTH_ZMD_Legacy | 6 - 9 - 11 - 6B AVENUE DES MOULINS 64320 LEE |  |  | ID-643290000086;ID-64329000007I;ID-64329000007Q;ID-64329000007L |  | 5 | AUTRES | PB Chambre | GP FTTH | FTTH | HABITATION/HABITATION/HABITATION | TH-5110-5417 | New | Libre | 1 | PBO-SRO-BPI-11665276-050 | 3 | CHAMBRE-FT/HABITATION/HABITATION/HABITATION | PBO-SRO-BPI-11665276-049 / PBO-SRO-BPI-11665276-050 / LEE | Marron | Vert | 9 | 51 | SRO-BPI-11665276 / BPE-0124-64329-FT / LEE | Violet | Vert | 5 | 51 | B2-T2-MODULE-C | 3 | Vertical
B2-T2-MODULE-C | 4 | B2-T2-MODULE-B4 | B2-T2-MODULE-E4 | PBO-SRO-BPI-11665276-050 | PBO-SRO-BPI-11665276-050 | PBO-SRO-BPI-11665276-050 |  | Marron | Jaune | OK | OK | 955 | 907 |  |  | OK | [8 empty] | REFERENCE OK | [13 empty] | SRO-BPI-11665276 | NA | 08/01/2024 16:44:01 | NUSER5747 |  | As built |  | SC-118540151 | PBO-SRO-BPI-11665276-050 | 402-PBO050 | Customer | DSP THD_64 | SFR_FTTH_ZMD_Legacy | 6 - 9 - 11 - 6B AVENUE DES MOULINS 64320 LEE |  |  | ID-643290000086;ID-64329000007I;ID-64329000007Q;ID-64329000007L |  | 5 | AUTRES | PB Chambre | GP FTTH | FTTH | HABITATION/HABITATION/HABITATION | TH-5110-5428 | New | Libre | 1 | PBO-SRO-BPI-11665276-050 | 4 | CHAMBRE-FT/HABITATION/HABITATION/HABITATION | PBO-SRO-BPI-11665276-049 / PBO-SRO-BPI-11665276-050 / LEE | Marron | Jaune | 9 | 52 | SRO-BPI-11665276 / BPE-0124-64329-FT / LEE | Violet | Jaune | 5 | 52 | B2-T2-MODULE-C | 4 | Vertical
B2-T2-MODULE-C | 5 | B2-T2-MODULE-B5 | B2-T2-MODULE-E5 | PBO-SRO-BPI-11665276-050 | PBO-SRO-BPI-11665276-050 | PBO-SRO-BPI-11665276-050 |  | Marron | Violet | OK | OCCUPE | 955 |  |  |  | OK | [8 empty] | REFERENCE OK | [13 empty] | SRO-BPI-11665276 | NA | 08/01/2024 16:44:01 | NUSER5747 |  | As built |  | SC-118540151 | PBO-SRO-BPI-11665276-050 | 402-PBO050 | Customer | DSP THD_64 | SFR_FTTH_ZMD_Legacy | 6 - 9 - 11 - 6B AVENUE DES MOULINS 64320 LEE |  |  | ID-643290000086;ID-64329000007I;ID-64329000007Q;ID-64329000007L |  | 5 | AUTRES | PB Chambre | GP FTTH | FTTH | HABITATION/HABITATION/HABITATION | TH-5110-5439 | New | Libre | 1 | PBO-SRO-BPI-11665276-050 | 5 | CHAMBRE-FT/HABITATION/HABITATION/HABITATION | PBO-SRO-BPI-11665276-049 / PBO-SRO-BPI-11665276-050 / LEE | Marron | Violet | 9 | 53 | SRO-BPI-11665276 / BPE-0124-64329-FT / LEE | Violet | Violet | 5 | 53 | B2-T2-MODULE-C | 5 | Vertical
B2-T2-MODULE-C | 6 | B2-T2-MODULE-B6 | B2-T2-MODULE-E6 | PBO-SRO-BPI-11665276-050 | PBO-SRO-BPI-11665276-050 | PBO-SRO-BPI-11665276-050 |  | Marron | Blanc | OK | OK | 956 | 907 |  |  | OK | [8 empty] | REFERENCE OK | [13 empty] | SRO-BPI-11665276 | NA | 08/01/2024 16:44:01 | NUSER5747 |  | As built |  | SC-118540151 | PBO-SRO-BPI-11665276-050 | 402-PBO050 | Customer | DSP THD_64 | SFR_FTTH_ZMD_Legacy | 6 - 9 - 11 - 6B AVENUE DES MOULINS 64320 LEE |  |  | ID-643290000086;ID-64329000007I;ID-64329000007Q;ID-64329000007L |  | 5 | AUTRES | PB Chambre | GP FTTH | FTTH | [5 empty] | PBO-SRO-BPI-11665276-050 | 6 | CHAMBRE-FT/HABITATION/HABITATION/HABITATION | PBO-SRO-BPI-11665276-049 / PBO-SRO-BPI-11665276-050 / LEE | Marron | Blanc | 9 | 54 | SRO-BPI-11665276 / BPE-0124-64329-FT / LEE | Violet | Blanc | 5 | 54 | B2-T2-MODULE-C | 6 | Vertical
B2-T2-MODULE-C | 7 | B2-T2-MODULE-B7 | B2-T2-MODULE-E7 | PBO-SRO-BPI-11665276-049 | PBO-SRO-BPI-11665276-049 | PBO-SRO-BPI-11665276-049 |  | Noir | Rouge | OK | OCCUPE | 842 |  |  |  | OK | [8 empty] | REFERENCE OK | [13 empty] | SRO-BPI-11665276 | NA | 09/01/2024 08:37:33 | NUSER5747 |  | As built |  | SC-118540108 | PBO-SRO-BPI-11665276-049 | 402-PBO049 | Customer | DSP THD_64 | SFR_FTTH_ZMD_Legacy | 1 - 4 - 5 - 7 AVENUE DES MOULINS 64320 LEE |  |  | ID-64329000007W;ID-64329000007H;ID-643290000081;ID-643290000084 |  | 5 | AUTRES | PB Chambre | GP FTTH | FTTH | HABITATION/HABITATION/HABITATION | TH-5110-2612 | New | Libre | 1 | PBO-SRO-BPI-11665276-049 | 1 | CHAMBRE-FT/HABITATION/HABITATION/HABITATION | BPE-0118-64329-FT / PBO-SRO-BPI-11665276-049 / LEE | Noir | Rouge | 10 | 55 | SRO-BPI-11665276 / BPE-0124-64329-FT / LEE | Violet | Orange | 5 | 55 | B2-T2-MODULE-C | 7 | Vertical
B2-T2-MODULE-C | 8 | B2-T2-MODULE-B8 | B2-T2-MODULE-E8 | PBO-SRO-BPI-11665276-049 | PBO-SRO-BPI-11665276-049 | PBO-SRO-BPI-11665276-049 |  | Noir | Bleu | OK | OK | 842 | 792 |  |  | OK | [8 empty] | REFERENCE OK | [13 empty] | SRO-BPI-11665276 | NA | 09/01/2024 08:37:33 | NUSER5747 |  | As built |  | SC-118540108 | PBO-SRO-BPI-11665276-049 | 402-PBO049 | Customer | DSP THD_64 | SFR_FTTH_ZMD_Legacy | 1 - 4 - 5 - 7 AVENUE DES MOULINS 64320 LEE |  |  | ID-64329000007W;ID-64329000007H;ID-643290000081;ID-643290000084 |  | 5 | AUTRES | PB Chambre | GP FTTH | FTTH | HABITATION/HABITATION/HABITATION | TH-5110-2623 | New | Libre | 1 | PBO-SRO-BPI-11665276-049 | 2 | CHAMBRE-FT/HABITATION/HABITATION/HABITATION | BPE-0118-64329-FT / PBO-SRO-BPI-11665276-049 / LEE | Noir | Bleu | 10 | 56 | SRO-BPI-11665276 / BPE-0124-64329-FT / LEE | Violet | Gris | 5 | 56 | B2-T2-MODULE-C | 8 | Vertical
B2-T2-MODULE-C | 9 | B2-T2-MODULE-B9 | B2-T2-MODULE-E9 | PBO-SRO-BPI-11665276-049 | PBO-SRO-BPI-11665276-049 | PBO-SRO-BPI-11665276-049 |  | Noir | Vert | OK | OK | 842 | 792 |  |  | OK | [8 empty] | REFERENCE OK | [13 empty] | SRO-BPI-11665276 | NA | 09/01/2024 08:37:33 | NUSER5747 |  | As built |  | SC-118540108 | PBO-SRO-BPI-11665276-049 | 402-PBO049 | Customer | DSP THD_64 | SFR_FTTH_ZMD_Legacy | 1 - 4 - 5 - 7 AVENUE DES MOULINS 64320 LEE |  |  | ID-64329000007W;ID-64329000007H;ID-643290000081;ID-643290000084 |  | 5 | AUTRES | PB Chambre | GP FTTH | FTTH | HABITATION/HABITATION/HABITATION | TH-5110-2634 | New | Libre | 1 | PBO-SRO-BPI-11665276-049 | 3 | CHAMBRE-FT/HABITATION/HABITATION/HABITATION | BPE-0118-64329-FT / PBO-SRO-BPI-11665276-049 / LEE | Noir | Vert | 10 | 57 | SRO-BPI-11665276 / BPE-0124-64329-FT / LEE | Violet | Marron | 5 | 57 | B2-T2-MODULE-C | 9 | Vertical
B2-T2-MODULE-C | 10 | B2-T2-MODULE-B10 | B2-T2-MODULE-E10 | PBO-SRO-BPI-11665276-049 | PBO-SRO-BPI-11665276-049 | PBO-SRO-BPI-11665276-049 |  | Noir | Jaune | OK | OK | 842 | 792 |  |  | OK | [8 empty] | REFERENCE OK | [13 empty] | SRO-BPI-11665276 | NA | 09/01/2024 08:37:33 | NUSER5747 |  | As built |  | SC-118540108 | PBO-SRO-BPI-11665276-049 | 402-PBO049 | Customer | DSP THD_64 | SFR_FTTH_ZMD_Legacy | 1 - 4 - 5 - 7 AVENUE DES MOULINS 64320 LEE |  |  | ID-64329000007W;ID-64329000007H;ID-643290000081;ID-643290000084 |  | 5 | AUTRES | PB Chambre | GP FTTH | FTTH | HABITATION/HABITATION/HABITATION | TH-5110-2645 | New | Libre | 1 | PBO-SRO-BPI-11665276-049 | 4 | CHAMBRE-FT/HABITATION/HABITATION/HABITATION | BPE-0118-64329-FT / PBO-SRO-BPI-11665276-049 / LEE | Noir | Jaune | 10 | 58 | SRO-BPI-11665276 / BPE-0124-64329-FT / LEE | Violet | Noir | 5 | 58 | B2-T2-MODULE-C | 10 | Vertical
B2-T2-MODULE-C | 11 | B2-T2-MODULE-B11 | B2-T2-MODULE-E11 | PBO-SRO-BPI-11665276-049 | PBO-SRO-BPI-11665276-049 | PBO-SRO-BPI-11665276-049 |  | Noir | Violet | OK | OK | 842 | 792 |  |  | OK | [8 empty] | REFERENCE OK | [13 empty] | SRO-BPI-11665276 | NA | 09/01/2024 08:37:33 | NUSER5747 |  | As built |  | SC-118540108 | PBO-SRO-BPI-11665276-049 | 402-PBO049 | Customer | DSP THD_64 | SFR_FTTH_ZMD_Legacy | 1 - 4 - 5 - 7 AVENUE DES MOULINS 64320 LEE |  |  | ID-64329000007W;ID-64329000007H;ID-643290000081;ID-643290000084 |  | 5 | AUTRES | PB Chambre | GP FTTH | FTTH | HABITATION/HABITATION/HABITATION | TH-5110-2656 | New | Libre | 1 | PBO-SRO-BPI-11665276-049 | 5 | CHAMBRE-FT/HABITATION/HABITATION/HABITATION | BPE-0118-64329-FT / PBO-SRO-BPI-11665276-049 / LEE | Noir | Violet | 10 | 59 | SRO-BPI-11665276 / BPE-0124-64329-FT / LEE | Violet | Turquoise | 5 | 59 | B2-T2-MODULE-C | 11 | Vertical
B2-T2-MODULE-C | 12 | B2-T2-MODULE-B12 | B2-T2-MODULE-E12 | PBO-SRO-BPI-11665276-049 | PBO-SRO-BPI-11665276-049 | PBO-SRO-BPI-11665276-049 |  | Noir | Blanc | OK | OCCUPE | 842 |  |  |  | OK | [8 empty] | REFERENCE OK | [13 empty] | SRO-BPI-11665276 | NA | 09/01/2024 08:37:33 | NUSER5747 |  | As built |  | SC-118540108 | PBO-SRO-BPI-11665276-049 | 402-PBO049 | Customer | DSP THD_64 | SFR_FTTH_ZMD_Legacy | 1 - 4 - 5 - 7 AVENUE DES MOULINS 64320 LEE |  |  | ID-64329000007W;ID-64329000007H;ID-643290000081;ID-643290000084 |  | 5 | AUTRES | PB Chambre | GP FTTH | FTTH | [5 empty] | PBO-SRO-BPI-11665276-049 | 6 | CHAMBRE-FT/HABITATION/HABITATION/HABITATION | BPE-0118-64329-FT / PBO-SRO-BPI-11665276-049 / LEE | Noir | Blanc | 10 | 60 | SRO-BPI-11665276 / BPE-0124-64329-FT / LEE | Violet | Rose | 5 | 60 | B2-T2-MODULE-C | 12 | Vertical
B2-T2-MODULE-C | 13 | - | B2-T2-MODULE-F1 | PBO-SRO-BPI-11665276-048 | PBO-SRO-BPI-11665276-048 | PBO-SRO-BPI-11665276-048 |  | Rouge | Rouge | NOK | OK | 280 | 1151 |  |  | NOK | [8 empty] | REFERENCE OK, METRE : 283 m |  | 1: BPE-0124-FT | SRO-BPI-11665276 | NA | 24/06/2024 11:39:47 | NUSER2145 |  | As built |  | SC-118540158 | PBO-SRO-BPI-11665276-048 | 402-PBO048 | Customer | DSP THD_64 | SFR_FTTH_ZMD_Legacy | 2 - 6 - 7 - 11 - 13 IMPASSE DU HOURQUET 64320 LEE |  |  | ID-6432900000AY;ID-6432900000AV;ID-6432900000AW;ID-6432900000AU;ID-6432900000AX |  | 6 | AUTRES | PB Chambre | GP FTTH | FTTH | HABITATION/HABITATION/HABITATION | TH-5110-5791 | New | Libre | 1 | PBO-SRO-BPI-11665276-048 | 1 | CHAMBRE-FT/HABITATION/HABITATION/HABITATION | PBO-SRO-BPI-11665276-046 / PBO-SRO-BPI-11665276-048 / LEE | Rouge | Rouge | 1 | 1 | SRO-BPI-11665276 / BPE-0124-64329-FT / LEE | Blanc | Rouge | 6 | 61 | B2-T2-MODULE-C | 13 | Vertical
B2-T2-MODULE-C | 14 | - | B2-T2-MODULE-F2 | PBO-SRO-BPI-11665276-048 | PBO-SRO-BPI-11665276-048 | PBO-SRO-BPI-11665276-048 |  | Rouge | Bleu | OCCUPE | OCCUPE |  |  | bleu |  | OCCUPE | [8 empty] | REFERENCE OK | [13 empty] | SRO-BPI-11665276 | NA | 24/06/2024 11:39:47 | NUSER2145 |  | As built |  | SC-118540158 | PBO-SRO-BPI-11665276-048 | 402-PBO048 | Customer | DSP THD_64 | SFR_FTTH_ZMD_Legacy | 2 - 6 - 7 - 11 - 13 IMPASSE DU HOURQUET 64320 LEE |  |  | ID-6432900000AY;ID-6432900000AV;ID-6432900000AW;ID-6432900000AU;ID-6432900000AX |  | 6 | AUTRES | PB Chambre | GP FTTH | FTTH | HABITATION/HABITATION/HABITATION | TH-5110-5813 | As built | Utilise | 1 | PBO-SRO-BPI-11665276-048 | 2 | CHAMBRE-FT/HABITATION/HABITATION/HABITATION | PBO-SRO-BPI-11665276-046 / PBO-SRO-BPI-11665276-048 / LEE | Rouge | Bleu | 1 | 2 | SRO-BPI-11665276 / BPE-0124-64329-FT / LEE | Blanc | Bleu | 6 | 62 | B2-T2-MODULE-C | 14 | Vertical | TH51105813 | Jumper | As built | Utilise | B1-T2-SPL-1*64-03-OUT | 32 | Horizontal | SPL-1*64-03 | OptSplitter |  | 32 | 1x64 | [5 empty] | PIG9648553 | Pigtail | B2-T6-MODULE-TRANSPORT-A | 3 | Indetermine | BPE_0011-SFR / SRO-BPI-11665276 / LEE | Rouge | Vert | 1 | 3
B2-T2-MODULE-C | 15 | - | B2-T2-MODULE-F3 | PBO-SRO-BPI-11665276-048 | PBO-SRO-BPI-11665276-048 | PBO-SRO-BPI-11665276-048 |  | Rouge | Vert | OCCUPE | OCCUPE |  |  | bleu |  | OCCUPE | [8 empty] | REFERENCE OK | [13 empty] | SRO-BPI-11665276 | NA | 24/06/2024 11:39:47 | NUSER2145 |  | As built |  | SC-118540158 | PBO-SRO-BPI-11665276-048 | 402-PBO048 | Customer | DSP THD_64 | SFR_FTTH_ZMD_Legacy | 2 - 6 - 7 - 11 - 13 IMPASSE DU HOURQUET 64320 LEE |  |  | ID-6432900000AY;ID-6432900000AV;ID-6432900000AW;ID-6432900000AU;ID-6432900000AX |  | 6 | AUTRES | PB Chambre | GP FTTH | FTTH | HABITATION/HABITATION/HABITATION | TH-5110-5802 | As built | Utilise | 1 | PBO-SRO-BPI-11665276-048 | 3 | CHAMBRE-FT/HABITATION/HABITATION/HABITATION | PBO-SRO-BPI-11665276-046 / PBO-SRO-BPI-11665276-048 / LEE | Rouge | Vert | 1 | 3 | SRO-BPI-11665276 / BPE-0124-64329-FT / LEE | Blanc | Vert | 6 | 63 | B2-T2-MODULE-C | 15 | Vertical | TH51105802 | Jumper | As built | Utilise | B1-T2-SPL-1*64-03-OUT | 30 | Horizontal | SPL-1*64-03 | OptSplitter |  | 30 | 1x64 | [5 empty] | PIG9648553 | Pigtail | B2-T6-MODULE-TRANSPORT-A | 3 | Indetermine | BPE_0011-SFR / SRO-BPI-11665276 / LEE | Rouge | Vert | 1 | 3
B2-T2-MODULE-C | 16 | - | B2-T2-MODULE-F4 | PBO-SRO-BPI-11665276-048 | PBO-SRO-BPI-11665276-048 | PBO-SRO-BPI-11665276-048 |  | Rouge | Jaune | OCCUPE | OCCUPE |  |  | orange |  | OCCUPE | [8 empty] | REFERENCE OK | [13 empty] | SRO-BPI-11665276 | NA | 24/06/2024 11:39:47 | NUSER2145 |  | As built |  | SC-118540158 | PBO-SRO-BPI-11665276-048 | 402-PBO048 | Customer | DSP THD_64 | SFR_FTTH_ZMD_Legacy | 2 - 6 - 7 - 11 - 13 IMPASSE DU HOURQUET 64320 LEE |  |  | ID-6432900000AY;ID-6432900000AV;ID-6432900000AW;ID-6432900000AU;ID-6432900000AX |  | 6 | AUTRES | PB Chambre | GP FTTH | FTTH | HABITATION/HABITATION/HABITATION | TH-5110-5824 | As built | Mutualise | 1 | PBO-SRO-BPI-11665276-048 | 4 | CHAMBRE-FT/HABITATION/HABITATION/HABITATION | PBO-SRO-BPI-11665276-046 / PBO-SRO-BPI-11665276-048 / LEE | Rouge | Jaune | 1 | 4 | SRO-BPI-11665276 / BPE-0124-64329-FT / LEE | Blanc | Jaune | 6 | 64 | B2-T2-MODULE-C | 16 | Vertical | Mutualise - TH51105824 | Pigtail | As built
B2-T2-MODULE-C | 17 | - | B2-T2-MODULE-F5 | PBO-SRO-BPI-11665276-048 | PBO-SRO-BPI-11665276-048 | PBO-SRO-BPI-11665276-048 |  | Rouge | Violet | OK | OCCUPE | 1059 |  |  |  | OK | [8 empty] | REFERENCE OK | [13 empty] | SRO-BPI-11665276 | NA | 24/06/2024 11:39:47 | NUSER2145 |  | As built |  | SC-118540158 | PBO-SRO-BPI-11665276-048 | 402-PBO048 | Customer | DSP THD_64 | SFR_FTTH_ZMD_Legacy | 2 - 6 - 7 - 11 - 13 IMPASSE DU HOURQUET 64320 LEE |  |  | ID-6432900000AY;ID-6432900000AV;ID-6432900000AW;ID-6432900000AU;ID-6432900000AX |  | 6 | AUTRES | PB Chambre | GP FTTH | FTTH | HABITATION/HABITATION/HABITATION | TH-5110-5835 | As built | Mutualise | 1 | PBO-SRO-BPI-11665276-048 | 5 | CHAMBRE-FT/HABITATION/HABITATION/HABITATION | PBO-SRO-BPI-11665276-046 / PBO-SRO-BPI-11665276-048 / LEE | Rouge | Violet | 1 | 5 | SRO-BPI-11665276 / BPE-0124-64329-FT / LEE | Blanc | Violet | 6 | 65 | B2-T2-MODULE-C | 17 | Vertical | Mutualise - TH51105835 | Pigtail | As built
B2-T2-MODULE-C | 18 | - | B2-T2-MODULE-F6 | PBO-SRO-BPI-11665276-048 | PBO-SRO-BPI-11665276-048 | PBO-SRO-BPI-11665276-048 |  | Rouge | Blanc | OK | OCCUPE | 1060 |  |  |  | OK | [8 empty] | REFERENCE OK | [13 empty] | SRO-BPI-11665276 | NA | 24/06/2024 11:39:47 | NUSER2145 |  | As built |  | SC-118540158 | PBO-SRO-BPI-11665276-048 | 402-PBO048 | Customer | DSP THD_64 | SFR_FTTH_ZMD_Legacy | 2 - 6 - 7 - 11 - 13 IMPASSE DU HOURQUET 64320 LEE |  |  | ID-6432900000AY;ID-6432900000AV;ID-6432900000AW;ID-6432900000AU;ID-6432900000AX |  | 6 | AUTRES | PB Chambre | GP FTTH | FTTH | HABITATION/HABITATION/HABITATION | TH-5110-5846 | New | Libre | 1 | PBO-SRO-BPI-11665276-048 | 6 | CHAMBRE-FT/HABITATION/HABITATION/HABITATION | PBO-SRO-BPI-11665276-046 / PBO-SRO-BPI-11665276-048 / LEE | Rouge | Blanc | 1 | 6 | SRO-BPI-11665276 / BPE-0124-64329-FT / LEE | Blanc | Blanc | 6 | 66 | B2-T2-MODULE-C | 18 | Vertical
B2-T2-MODULE-C | 19 | - | B2-T2-MODULE-F7 | PBO-SRO-BPI-11665276-047 | PBO-SRO-BPI-11665276-047 | PBO-SRO-BPI-11665276-047 |  | Rouge | Rouge | OCCUPE | OCCUPE |  |  | orange |  | OCCUPE | [22 empty] | SRO-BPI-11665276 | NA | 16/08/2023 10:48:34 | NUSER2765 |  | As built |  | SC-118540141 | PBO-SRO-BPI-11665276-047 | 402-PBO047 | Customer | DSP THD_64 | SFR_FTTH_ZMD_Legacy | 1 - 3 - 5 - 7 - 11 RUE DES ECOLES 64320 LEE |  |  | ID-643290000076;ID-64329000007Z;ID-64329000007Y;ID-643290000085;ID-643290000072 |  | 5 | AUTRES | PB Chambre | GP FTTH | FTTH | HABITATION/HABITATION/HABITATION | TH-5110-4856 | As built | Libre | 1 | PBO-SRO-BPI-11665276-047 | 1 | CHAMBRE-FT/HABITATION/HABITATION/HABITATION | PBO-SRO-BPI-11665276-046 / PBO-SRO-BPI-11665276-047 / LEE | Rouge | Rouge | 1 | 1 | SRO-BPI-11665276 / BPE-0124-64329-FT / LEE | Blanc | Orange | 6 | 67 | B2-T2-MODULE-C | 19 | Vertical | Mutualise - TH51104856 | Pigtail | As built
B2-T2-MODULE-C | 20 | - | B2-T2-MODULE-F8 | PBO-SRO-BPI-11665276-047 | PBO-SRO-BPI-11665276-047 | PBO-SRO-BPI-11665276-047 |  | Rouge | Bleu | OCCUPE | OCCUPE |  |  | orange |  | OCCUPE | [22 empty] | SRO-BPI-11665276 | NA | 16/08/2023 10:48:34 | NUSER2765 |  | As built |  | SC-118540141 | PBO-SRO-BPI-11665276-047 | 402-PBO047 | Customer | DSP THD_64 | SFR_FTTH_ZMD_Legacy | 1 - 3 - 5 - 7 - 11 RUE DES ECOLES 64320 LEE |  |  | ID-643290000076;ID-64329000007Z;ID-64329000007Y;ID-643290000085;ID-643290000072 |  | 5 | AUTRES | PB Chambre | GP FTTH | FTTH | HABITATION/HABITATION/HABITATION | TH-5110-4867 | As built | Mutualise | 1 | PBO-SRO-BPI-11665276-047 | 2 | CHAMBRE-FT/HABITATION/HABITATION/HABITATION | PBO-SRO-BPI-11665276-046 / PBO-SRO-BPI-11665276-047 / LEE | Rouge | Bleu | 1 | 2 | SRO-BPI-11665276 / BPE-0124-64329-FT / LEE | Blanc | Gris | 6 | 68 | B2-T2-MODULE-C | 20 | Vertical | Mutualise - TH51104867 | Pigtail | As built
B2-T2-MODULE-C | 21 | - | B2-T2-MODULE-F9 | PBO-SRO-BPI-11665276-047 | PBO-SRO-BPI-11665276-047 | PBO-SRO-BPI-11665276-047 |  | Rouge | Vert | OK | OCCUPE | 988 |  |  |  | OK | [22 empty] | SRO-BPI-11665276 | NA | 16/08/2023 10:48:34 | NUSER2765 |  | As built |  | SC-118540141 | PBO-SRO-BPI-11665276-047 | 402-PBO047 | Customer | DSP THD_64 | SFR_FTTH_ZMD_Legacy | 1 - 3 - 5 - 7 - 11 RUE DES ECOLES 64320 LEE |  |  | ID-643290000076;ID-64329000007Z;ID-64329000007Y;ID-643290000085;ID-643290000072 |  | 5 | AUTRES | PB Chambre | GP FTTH | FTTH | HABITATION/HABITATION/HABITATION | TH-5110-4878 | New | Libre | 1 | PBO-SRO-BPI-11665276-047 | 3 | CHAMBRE-FT/HABITATION/HABITATION/HABITATION | PBO-SRO-BPI-11665276-046 / PBO-SRO-BPI-11665276-047 / LEE | Rouge | Vert | 1 | 3 | SRO-BPI-11665276 / BPE-0124-64329-FT / LEE | Blanc | Marron | 6 | 69 | B2-T2-MODULE-C | 21 | Vertical
B2-T2-MODULE-C | 22 | - | B2-T2-MODULE-F10 | PBO-SRO-BPI-11665276-047 | PBO-SRO-BPI-11665276-047 | PBO-SRO-BPI-11665276-047 |  | Rouge | Jaune | OK | OK | 989 | 1082 |  |  | OK | [22 empty] | SRO-BPI-11665276 | NA | 16/08/2023 10:48:34 | NUSER2765 |  | As built |  | SC-118540141 | PBO-SRO-BPI-11665276-047 | 402-PBO047 | Customer | DSP THD_64 | SFR_FTTH_ZMD_Legacy | 1 - 3 - 5 - 7 - 11 RUE DES ECOLES 64320 LEE |  |  | ID-643290000076;ID-64329000007Z;ID-64329000007Y;ID-643290000085;ID-643290000072 |  | 5 | AUTRES | PB Chambre | GP FTTH | FTTH | HABITATION/HABITATION/HABITATION | TH-5110-4889 | New | Libre | 1 | PBO-SRO-BPI-11665276-047 | 4 | CHAMBRE-FT/HABITATION/HABITATION/HABITATION | PBO-SRO-BPI-11665276-046 / PBO-SRO-BPI-11665276-047 / LEE | Rouge | Jaune | 1 | 4 | SRO-BPI-11665276 / BPE-0124-64329-FT / LEE | Blanc | Noir | 6 | 70 | B2-T2-MODULE-C | 22 | Vertical
B2-T2-MODULE-C | 23 | - | B2-T2-MODULE-F11 | PBO-SRO-BPI-11665276-047 | PBO-SRO-BPI-11665276-047 | PBO-SRO-BPI-11665276-047 |  | Rouge | Violet | OK | OK | 988 | 1082 |  |  | OK | [22 empty] | SRO-BPI-11665276 | NA | 16/08/2023 10:48:34 | NUSER2765 |  | As built |  | SC-118540141 | PBO-SRO-BPI-11665276-047 | 402-PBO047 | Customer | DSP THD_64 | SFR_FTTH_ZMD_Legacy | 1 - 3 - 5 - 7 - 11 RUE DES ECOLES 64320 LEE |  |  | ID-643290000076;ID-64329000007Z;ID-64329000007Y;ID-643290000085;ID-643290000072 |  | 5 | AUTRES | PB Chambre | GP FTTH | FTTH | HABITATION/HABITATION/HABITATION | TH-5110-4900 | New | Libre | 1 | PBO-SRO-BPI-11665276-047 | 5 | CHAMBRE-FT/HABITATION/HABITATION/HABITATION | PBO-SRO-BPI-11665276-046 / PBO-SRO-BPI-11665276-047 / LEE | Rouge | Violet | 1 | 5 | SRO-BPI-11665276 / BPE-0124-64329-FT / LEE | Blanc | Turquoise | 6 | 71 | B2-T2-MODULE-C | 23 | Vertical
B2-T2-MODULE-C | 24 | - | B2-T2-MODULE-F12 | PBO-SRO-BPI-11665276-047 | PBO-SRO-BPI-11665276-047 | PBO-SRO-BPI-11665276-047 |  | Rouge | Blanc | OK | OK | 988 | 1082 |  |  | OK | [22 empty] | SRO-BPI-11665276 | NA | 16/08/2023 10:48:34 | NUSER2765 |  | As built |  | SC-118540141 | PBO-SRO-BPI-11665276-047 | 402-PBO047 | Customer | DSP THD_64 | SFR_FTTH_ZMD_Legacy | 1 - 3 - 5 - 7 - 11 RUE DES ECOLES 64320 LEE |  |  | ID-643290000076;ID-64329000007Z;ID-64329000007Y;ID-643290000085;ID-643290000072 |  | 5 | AUTRES | PB Chambre | GP FTTH | FTTH | [5 empty] | PBO-SRO-BPI-11665276-047 | 6 | CHAMBRE-FT/HABITATION/HABITATION/HABITATION | PBO-SRO-BPI-11665276-046 / PBO-SRO-BPI-11665276-047 / LEE | Rouge | Blanc | 1 | 6 | SRO-BPI-11665276 / BPE-0124-64329-FT / LEE | Blanc | Rose | 6 | 72 | B2-T2-MODULE-C | 24 | Vertical
B2-T2-MODULE-D | 1 | B2-T2-MODULE-B13 | B2-T2-MODULE-G1 | PBO-SRO-BPI-11665276-046 | PBO-SRO-BPI-11665276-046 | PBO-SRO-BPI-11665276-046 |  | Vert | Rouge | OK | OCCUPE | 918 |  |  |  | OK | [8 empty] | TUBE 4 AU LIEU DU TUBE 3, REFERENCE OK | [13 empty] | SRO-BPI-11665276 | NA | 24/06/2024 11:39:47 | NUSER2145 |  | As built |  | SC-118540159 | PBO-SRO-BPI-11665276-046 | 402-PBO046 | Customer | DSP THD_64 | SFR_FTTH_ZMD_Legacy | 13 - 21 RUE DES ECOLES ; 3 - 3B IMPASSE DU HOURQUET 64320 LEE |  |  | ID-643290000082;ID-64329000007K;ID-64329000007U;ID-64329000007T |  | 5 | AUTRES | PB Chambre | GP FTTH | FTTH | HABITATION/HABITATION/HABITATION | TH-5110-5857 | New | Libre | 1 | PBO-SRO-BPI-11665276-046 | 1 | CHAMBRE-FT/HABITATION/HABITATION/HABITATION | PBO-SRO-BPI-11665276-045 / PBO-SRO-BPI-11665276-046 / LEE | Vert | Rouge | 3 | 13 | SRO-BPI-11665276 / BPE-0124-64329-FT / LEE | Orange | Rouge | 7 | 73 | B2-T2-MODULE-D | 1 | Vertical
B2-T2-MODULE-D | 2 | B2-T2-MODULE-B14 | B2-T2-MODULE-G2 | PBO-SRO-BPI-11665276-046 | PBO-SRO-BPI-11665276-046 | PBO-SRO-BPI-11665276-046 |  | Vert | Bleu | OK | OCCUPE | 918 |  |  |  | OK | [8 empty] | TUBE 4 AU LIEU DU TUBE 3, REFERENCE OK | [13 empty] | SRO-BPI-11665276 | NA | 24/06/2024 11:39:47 | NUSER2145 |  | As built |  | SC-118540159 | PBO-SRO-BPI-11665276-046 | 402-PBO046 | Customer | DSP THD_64 | SFR_FTTH_ZMD_Legacy | 13 - 21 RUE DES ECOLES ; 3 - 3B IMPASSE DU HOURQUET 64320 LEE |  |  | ID-643290000082;ID-64329000007K;ID-64329000007U;ID-64329000007T |  | 5 | AUTRES | PB Chambre | GP FTTH | FTTH | HABITATION/HABITATION/HABITATION | TH-5110-5868 | New | Libre | 1 | PBO-SRO-BPI-11665276-046 | 2 | CHAMBRE-FT/HABITATION/HABITATION/HABITATION | PBO-SRO-BPI-11665276-045 / PBO-SRO-BPI-11665276-046 / LEE | Vert | Bleu | 3 | 14 | SRO-BPI-11665276 / BPE-0124-64329-FT / LEE | Orange | Bleu | 7 | 74 | B2-T2-MODULE-D | 2 | Vertical
B2-T2-MODULE-D | 3 | B2-T2-MODULE-B15 | B2-T2-MODULE-G3 | PBO-SRO-BPI-11665276-046 | PBO-SRO-BPI-11665276-046 | PBO-SRO-BPI-11665276-046 |  | Vert | Vert | OK | OK | 919 | 1009 |  |  | OK | [8 empty] | TUBE 4 AU LIEU DU TUBE 3, REFERENCE OK | [13 empty] | SRO-BPI-11665276 | NA | 24/06/2024 11:39:47 | NUSER2145 |  | As built |  | SC-118540159 | PBO-SRO-BPI-11665276-046 | 402-PBO046 | Customer | DSP THD_64 | SFR_FTTH_ZMD_Legacy | 13 - 21 RUE DES ECOLES ; 3 - 3B IMPASSE DU HOURQUET 64320 LEE |  |  | ID-643290000082;ID-64329000007K;ID-64329000007U;ID-64329000007T |  | 5 | AUTRES | PB Chambre | GP FTTH | FTTH | HABITATION/HABITATION/HABITATION | TH-5110-5879 | New | Libre | 1 | PBO-SRO-BPI-11665276-046 | 3 | CHAMBRE-FT/HABITATION/HABITATION/HABITATION | PBO-SRO-BPI-11665276-045 / PBO-SRO-BPI-11665276-046 / LEE | Vert | Vert | 3 | 15 | SRO-BPI-11665276 / BPE-0124-64329-FT / LEE | Orange | Vert | 7 | 75 | B2-T2-MODULE-D | 3 | Vertical
B2-T2-MODULE-D | 4 | B2-T2-MODULE-B16 | B2-T2-MODULE-G4 | PBO-SRO-BPI-11665276-046 | PBO-SRO-BPI-11665276-046 | PBO-SRO-BPI-11665276-046 |  | Vert | Jaune | OK | OK | 919 | 1009 |  |  | OK | [8 empty] | TUBE 4 AU LIEU DU TUBE 3, REFERENCE OK | [13 empty] | SRO-BPI-11665276 | NA | 24/06/2024 11:39:47 | NUSER2145 |  | As built |  | SC-118540159 | PBO-SRO-BPI-11665276-046 | 402-PBO046 | Customer | DSP THD_64 | SFR_FTTH_ZMD_Legacy | 13 - 21 RUE DES ECOLES ; 3 - 3B IMPASSE DU HOURQUET 64320 LEE |  |  | ID-643290000082;ID-64329000007K;ID-64329000007U;ID-64329000007T |  | 5 | AUTRES | PB Chambre | GP FTTH | FTTH | HABITATION/HABITATION/HABITATION | TH-5110-5890 | New | Libre | 1 | PBO-SRO-BPI-11665276-046 | 4 | CHAMBRE-FT/HABITATION/HABITATION/HABITATION | PBO-SRO-BPI-11665276-045 / PBO-SRO-BPI-11665276-046 / LEE | Vert | Jaune | 3 | 16 | SRO-BPI-11665276 / BPE-0124-64329-FT / LEE | Orange | Jaune | 7 | 76 | B2-T2-MODULE-D | 4 | Vertical
B2-T2-MODULE-D | 5 | B2-T2-MODULE-B17 | B2-T2-MODULE-G5 | PBO-SRO-BPI-11665276-046 | PBO-SRO-BPI-11665276-046 | PBO-SRO-BPI-11665276-046 |  | Vert | Violet | OK | OK | 920 | 1009 |  |  | OK | [8 empty] | TUBE 4 AU LIEU DU TUBE 3, REFERENCE OK | [13 empty] | SRO-BPI-11665276 | NA | 24/06/2024 11:39:47 | NUSER2145 |  | As built |  | SC-118540159 | PBO-SRO-BPI-11665276-046 | 402-PBO046 | Customer | DSP THD_64 | SFR_FTTH_ZMD_Legacy | 13 - 21 RUE DES ECOLES ; 3 - 3B IMPASSE DU HOURQUET 64320 LEE |  |  | ID-643290000082;ID-64329000007K;ID-64329000007U;ID-64329000007T |  | 5 | AUTRES | PB Chambre | GP FTTH | FTTH | HABITATION/HABITATION/HABITATION | TH-5110-5901 | New | Libre | 1 | PBO-SRO-BPI-11665276-046 | 5 | CHAMBRE-FT/HABITATION/HABITATION/HABITATION | PBO-SRO-BPI-11665276-045 / PBO-SRO-BPI-11665276-046 / LEE | Vert | Violet | 3 | 17 | SRO-BPI-11665276 / BPE-0124-64329-FT / LEE | Orange | Violet | 7 | 77 | B2-T2-MODULE-D | 5 | Vertical
B2-T2-MODULE-D | 6 | B2-T2-MODULE-B18 | B2-T2-MODULE-G6 | PBO-SRO-BPI-11665276-046 | PBO-SRO-BPI-11665276-046 | PBO-SRO-BPI-11665276-046 |  | Vert | Blanc | OK | OCCUPE | 920 |  |  |  | OK | [8 empty] | TUBE 4 AU LIEU DU TUBE 3, REFERENCE OK | [13 empty] | SRO-BPI-11665276 | NA | 24/06/2024 11:39:47 | NUSER2145 |  | As built |  | SC-118540159 | PBO-SRO-BPI-11665276-046 | 402-PBO046 | Customer | DSP THD_64 | SFR_FTTH_ZMD_Legacy | 13 - 21 RUE DES ECOLES ; 3 - 3B IMPASSE DU HOURQUET 64320 LEE |  |  | ID-643290000082;ID-64329000007K;ID-64329000007U;ID-64329000007T |  | 5 | AUTRES | PB Chambre | GP FTTH | FTTH | [5 empty] | PBO-SRO-BPI-11665276-046 | 6 | CHAMBRE-FT/HABITATION/HABITATION/HABITATION | PBO-SRO-BPI-11665276-045 / PBO-SRO-BPI-11665276-046 / LEE | Vert | Blanc | 3 | 18 | SRO-BPI-11665276 / BPE-0124-64329-FT / LEE | Orange | Blanc | 7 | 78 | B2-T2-MODULE-D | 6 | Vertical
B2-T2-MODULE-D | 7 | B2-T2-MODULE-B19 | B2-T2-MODULE-G7 | PBO-SRO-BPI-11665276-048 | PBO-SRO-BPI-11665276-048 | PBO-SRO-BPI-11665276-048 |  | Bleu | Rouge | OK | OK | 1058 | 1151 |  |  | ok | [8 empty] | REFERENCE OK | [13 empty] | SRO-BPI-11665276 | NA | 24/06/2024 11:39:47 | NUSER2145 |  | As built |  | SC-118540158 | PBO-SRO-BPI-11665276-048 | 402-PBO048 | Customer | DSP THD_64 | SFR_FTTH_ZMD_Legacy | 2 - 6 - 7 - 11 - 13 IMPASSE DU HOURQUET 64320 LEE |  |  | ID-6432900000AY;ID-6432900000AV;ID-6432900000AW;ID-6432900000AU;ID-6432900000AX |  | 6 | AUTRES | PB Chambre | GP FTTH | FTTH | [5 empty] | PBO-SRO-BPI-11665276-048 | 7 | CHAMBRE-FT/HABITATION/HABITATION/HABITATION | PBO-SRO-BPI-11665276-046 / PBO-SRO-BPI-11665276-048 / LEE | Bleu | Rouge | 2 | 7 | SRO-BPI-11665276 / BPE-0124-64329-FT / LEE | Orange | Orange | 7 | 79 | B2-T2-MODULE-D | 7 | Vertical
B2-T2-MODULE-D | 8 | B2-T2-MODULE-B20 | B2-T2-MODULE-G8 | PBO-SRO-BPI-11665276-048 | PBO-SRO-BPI-11665276-048 | PBO-SRO-BPI-11665276-048 |  | Bleu | Bleu | OK | OK | 1058 | 1151 |  |  | ok | [8 empty] | REFERENCE OK | [13 empty] | SRO-BPI-11665276 | NA | 24/06/2024 11:39:47 | NUSER2145 |  | As built |  | SC-118540158 | PBO-SRO-BPI-11665276-048 | 402-PBO048 | Customer | DSP THD_64 | SFR_FTTH_ZMD_Legacy | 2 - 6 - 7 - 11 - 13 IMPASSE DU HOURQUET 64320 LEE |  |  | ID-6432900000AY;ID-6432900000AV;ID-6432900000AW;ID-6432900000AU;ID-6432900000AX |  | 6 | AUTRES | PB Chambre | GP FTTH | FTTH | [5 empty] | PBO-SRO-BPI-11665276-048 | 8 | CHAMBRE-FT/HABITATION/HABITATION/HABITATION | PBO-SRO-BPI-11665276-046 / PBO-SRO-BPI-11665276-048 / LEE | Bleu | Bleu | 2 | 8 | SRO-BPI-11665276 / BPE-0124-64329-FT / LEE | Orange | Gris | 7 | 80 | B2-T2-MODULE-D | 8 | Vertical
B2-T2-MODULE-D | 9 | B2-T2-MODULE-B21 | B2-T2-MODULE-G9 | PBO-SRO-BPI-11665276-048 | PBO-SRO-BPI-11665276-048 | PBO-SRO-BPI-11665276-048 |  | Bleu | Vert | OK | OK | 1060 | 1151 |  |  | OK | [8 empty] | REFERENCE OK | [13 empty] | SRO-BPI-11665276 | NA | 24/06/2024 11:39:47 | NUSER2145 |  | As built |  | SC-118540158 | PBO-SRO-BPI-11665276-048 | 402-PBO048 | Customer | DSP THD_64 | SFR_FTTH_ZMD_Legacy | 2 - 6 - 7 - 11 - 13 IMPASSE DU HOURQUET 64320 LEE |  |  | ID-6432900000AY;ID-6432900000AV;ID-6432900000AW;ID-6432900000AU;ID-6432900000AX |  | 6 | AUTRES | PB Chambre | GP FTTH | FTTH | [5 empty] | PBO-SRO-BPI-11665276-048 | 9 | CHAMBRE-FT/HABITATION/HABITATION/HABITATION | PBO-SRO-BPI-11665276-046 / PBO-SRO-BPI-11665276-048 / LEE | Bleu | Vert | 2 | 9 | SRO-BPI-11665276 / BPE-0124-64329-FT / LEE | Orange | Marron | 7 | 81 | B2-T2-MODULE-D | 9 | Vertical
B2-T2-MODULE-D | 10 | B2-T2-MODULE-B22 | B2-T2-MODULE-G10 | PBO-SRO-BPI-11665276-048 | PBO-SRO-BPI-11665276-048 | PBO-SRO-BPI-11665276-048 |  | Bleu | Jaune | OK | OK | 1059 | 1151 |  |  | OK | [8 empty] | REFERENCE OK | [13 empty] | SRO-BPI-11665276 | NA | 24/06/2024 11:39:47 | NUSER2145 |  | As built |  | SC-118540158 | PBO-SRO-BPI-11665276-048 | 402-PBO048 | Customer | DSP THD_64 | SFR_FTTH_ZMD_Legacy | 2 - 6 - 7 - 11 - 13 IMPASSE DU HOURQUET 64320 LEE |  |  | ID-6432900000AY;ID-6432900000AV;ID-6432900000AW;ID-6432900000AU;ID-6432900000AX |  | 6 | AUTRES | PB Chambre | GP FTTH | FTTH | [5 empty] | PBO-SRO-BPI-11665276-048 | 10 | CHAMBRE-FT/HABITATION/HABITATION/HABITATION | PBO-SRO-BPI-11665276-046 / PBO-SRO-BPI-11665276-048 / LEE | Bleu | Jaune | 2 | 10 | SRO-BPI-11665276 / BPE-0124-64329-FT / LEE | Orange | Noir | 7 | 82 | B2-T2-MODULE-D | 10 | Vertical
B2-T2-MODULE-D | 11 | B2-T2-MODULE-B23 | B2-T2-MODULE-G11 | PBO-SRO-BPI-11665276-048 | PBO-SRO-BPI-11665276-048 | PBO-SRO-BPI-11665276-048 |  | Bleu | Violet | OK | OK | 1059 | 1151 |  |  | OK | [8 empty] | REFERENCE OK | [13 empty] | SRO-BPI-11665276 | NA | 24/06/2024 11:39:47 | NUSER2145 |  | As built |  | SC-118540158 | PBO-SRO-BPI-11665276-048 | 402-PBO048 | Customer | DSP THD_64 | SFR_FTTH_ZMD_Legacy | 2 - 6 - 7 - 11 - 13 IMPASSE DU HOURQUET 64320 LEE |  |  | ID-6432900000AY;ID-6432900000AV;ID-6432900000AW;ID-6432900000AU;ID-6432900000AX |  | 6 | AUTRES | PB Chambre | GP FTTH | FTTH | [5 empty] | PBO-SRO-BPI-11665276-048 | 11 | CHAMBRE-FT/HABITATION/HABITATION/HABITATION | PBO-SRO-BPI-11665276-046 / PBO-SRO-BPI-11665276-048 / LEE | Bleu | Violet | 2 | 11 | SRO-BPI-11665276 / BPE-0124-64329-FT / LEE | Orange | Turquoise | 7 | 83 | B2-T2-MODULE-D | 11 | Vertical
B2-T2-MODULE-D | 12 | B2-T2-MODULE-B24 | B2-T2-MODULE-G12 | PBO-SRO-BPI-11665276-048 | PBO-SRO-BPI-11665276-048 | PBO-SRO-BPI-11665276-048 |  | Bleu | Blanc | OK | OK | 1059 | 1151 |  |  | OK | [8 empty] | REFERENCE OK | [13 empty] | SRO-BPI-11665276 | NA | 24/06/2024 11:39:47 | NUSER2145 |  | As built |  | SC-118540158 | PBO-SRO-BPI-11665276-048 | 402-PBO048 | Customer | DSP THD_64 | SFR_FTTH_ZMD_Legacy | 2 - 6 - 7 - 11 - 13 IMPASSE DU HOURQUET 64320 LEE |  |  | ID-6432900000AY;ID-6432900000AV;ID-6432900000AW;ID-6432900000AU;ID-6432900000AX |  | 6 | AUTRES | PB Chambre | GP FTTH | FTTH | [5 empty] | PBO-SRO-BPI-11665276-048 | 12 | CHAMBRE-FT/HABITATION/HABITATION/HABITATION | PBO-SRO-BPI-11665276-046 / PBO-SRO-BPI-11665276-048 / LEE | Bleu | Blanc | 2 | 12 | SRO-BPI-11665276 / BPE-0124-64329-FT / LEE | Orange | Rose | 7 | 84 | B2-T2-MODULE-D | 12 | Vertical
B2-T2-MODULE-D | 13 | - | B2-T2-MODULE-H1 | PBO-SRO-BPI-11665276-045 | PBO-SRO-BPI-11665276-045 | PBO-SRO-BPI-11665276-045 |  | Violet | Rouge | OCCUPE | OCCUPE |  |  | orange |  | OCCUPE | [22 empty] | SRO-BPI-11665276 | NA | 16/08/2023 10:48:34 | NUSER2765 |  | As built |  | SC-118540142 | PBO-SRO-BPI-11665276-045 | 402-PBO045 | Customer | DSP THD_64 | SFR_FTTH_ZMD_Legacy | 15 - 17 - 19 RUE DES ECOLES ; 3 PLACE DE LA MAIRIE 64320 LEE |  |  | ID-64329000007N;ID-643290000073;ID-64329000007S;ID-64329000007M |  | 5 | AUTRES | PB Chambre | GP FTTH | FTTH | HABITATION/HABITATION/HABITATION | TH-5110-4922 | As built | Mutualise | 1 | PBO-SRO-BPI-11665276-045 | 1 | CHAMBRE-FT/HABITATION/HABITATION/HABITATION | PBO-SRO-BPI-11665276-044 / PBO-SRO-BPI-11665276-045 / LEE | Violet | Rouge | 5 | 25 | SRO-BPI-11665276 / BPE-0124-64329-FT / LEE | Gris | Rouge | 8 | 85 | B2-T2-MODULE-D | 13 | Vertical | Mutualise - TH51104922 | Pigtail | As built
B2-T2-MODULE-D | 14 | - | B2-T2-MODULE-H2 | PBO-SRO-BPI-11665276-045 | PBO-SRO-BPI-11665276-045 | PBO-SRO-BPI-11665276-045 |  | Violet | Bleu | OCCUPE | OCCUPE |  |  | bleu |  | OCCUPE | [22 empty] | SRO-BPI-11665276 | NA | 16/08/2023 10:48:34 | NUSER2765 |  | As built |  | SC-118540142 | PBO-SRO-BPI-11665276-045 | 402-PBO045 | Customer | DSP THD_64 | SFR_FTTH_ZMD_Legacy | 15 - 17 - 19 RUE DES ECOLES ; 3 PLACE DE LA MAIRIE 64320 LEE |  |  | ID-64329000007N;ID-643290000073;ID-64329000007S;ID-64329000007M |  | 5 | AUTRES | PB Chambre | GP FTTH | FTTH | HABITATION/HABITATION/HABITATION | TH-5110-4911 | As built | Utilise | 1 | PBO-SRO-BPI-11665276-045 | 2 | CHAMBRE-FT/HABITATION/HABITATION/HABITATION | PBO-SRO-BPI-11665276-044 / PBO-SRO-BPI-11665276-045 / LEE | Violet | Bleu | 5 | 26 | SRO-BPI-11665276 / BPE-0124-64329-FT / LEE | Gris | Bleu | 8 | 86 | B2-T2-MODULE-D | 14 | Vertical | TH51104911 | Jumper | As built | Utilise | B1-T2-SPL-1*64-03-OUT | 27 | Horizontal | SPL-1*64-03 | OptSplitter |  | 27 | 1x64 | [5 empty] | PIG9648553 | Pigtail | B2-T6-MODULE-TRANSPORT-A | 3 | Indetermine | BPE_0011-SFR / SRO-BPI-11665276 / LEE | Rouge | Vert | 1 | 3
B2-T2-MODULE-D | 15 | - | B2-T2-MODULE-H3 | PBO-SRO-BPI-11665276-045 | PBO-SRO-BPI-11665276-045 | PBO-SRO-BPI-11665276-045 |  | Violet | Vert | OK | OK | 869 | 925 |  |  | OK | [22 empty] | SRO-BPI-11665276 | NA | 16/08/2023 10:48:34 | NUSER2765 |  | As built |  | SC-118540142 | PBO-SRO-BPI-11665276-045 | 402-PBO045 | Customer | DSP THD_64 | SFR_FTTH_ZMD_Legacy | 15 - 17 - 19 RUE DES ECOLES ; 3 PLACE DE LA MAIRIE 64320 LEE |  |  | ID-64329000007N;ID-643290000073;ID-64329000007S;ID-64329000007M |  | 5 | AUTRES | PB Chambre | GP FTTH | FTTH | HABITATION/HABITATION/HABITATION | TH-5110-4933 | New | Libre | 1 | PBO-SRO-BPI-11665276-045 | 3 | CHAMBRE-FT/HABITATION/HABITATION/HABITATION | PBO-SRO-BPI-11665276-044 / PBO-SRO-BPI-11665276-045 / LEE | Violet | Vert | 5 | 27 | SRO-BPI-11665276 / BPE-0124-64329-FT / LEE | Gris | Vert | 8 | 87 | B2-T2-MODULE-D | 15 | Vertical
B2-T2-MODULE-D | 16 | - | B2-T2-MODULE-H4 | PBO-SRO-BPI-11665276-045 | PBO-SRO-BPI-11665276-045 | PBO-SRO-BPI-11665276-045 |  | Violet | Jaune | OK | OK | 869 | 925 |  |  | OK | [22 empty] | SRO-BPI-11665276 | NA | 16/08/2023 10:48:34 | NUSER2765 |  | As built |  | SC-118540142 | PBO-SRO-BPI-11665276-045 | 402-PBO045 | Customer | DSP THD_64 | SFR_FTTH_ZMD_Legacy | 15 - 17 - 19 RUE DES ECOLES ; 3 PLACE DE LA MAIRIE 64320 LEE |  |  | ID-64329000007N;ID-643290000073;ID-64329000007S;ID-64329000007M |  | 5 | AUTRES | PB Chambre | GP FTTH | FTTH | HABITATION/HABITATION/HABITATION | TH-5110-4944 | New | Libre | 1 | PBO-SRO-BPI-11665276-045 | 4 | CHAMBRE-FT/HABITATION/HABITATION/HABITATION | PBO-SRO-BPI-11665276-044 / PBO-SRO-BPI-11665276-045 / LEE | Violet | Jaune | 5 | 28 | SRO-BPI-11665276 / BPE-0124-64329-FT / LEE | Gris | Jaune | 8 | 88 | B2-T2-MODULE-D | 16 | Vertical
B2-T2-MODULE-D | 17 | - | B2-T2-MODULE-H5 | PBO-SRO-BPI-11665276-045 | PBO-SRO-BPI-11665276-045 | PBO-SRO-BPI-11665276-045 |  | Violet | Violet | OK | OK | 869 | 925 |  |  | OK | [22 empty] | SRO-BPI-11665276 | NA | 16/08/2023 10:48:34 | NUSER2765 |  | As built |  | SC-118540142 | PBO-SRO-BPI-11665276-045 | 402-PBO045 | Customer | DSP THD_64 | SFR_FTTH_ZMD_Legacy | 15 - 17 - 19 RUE DES ECOLES ; 3 PLACE DE LA MAIRIE 64320 LEE |  |  | ID-64329000007N;ID-643290000073;ID-64329000007S;ID-64329000007M |  | 5 | AUTRES | PB Chambre | GP FTTH | FTTH | HABITATION/HABITATION/HABITATION | TH-5110-4955 | New | Libre | 1 | PBO-SRO-BPI-11665276-045 | 5 | CHAMBRE-FT/HABITATION/HABITATION/HABITATION | PBO-SRO-BPI-11665276-044 / PBO-SRO-BPI-11665276-045 / LEE | Violet | Violet | 5 | 29 | SRO-BPI-11665276 / BPE-0124-64329-FT / LEE | Gris | Violet | 8 | 89 | B2-T2-MODULE-D | 17 | Vertical
B2-T2-MODULE-D | 18 | - | B2-T2-MODULE-H6 | PBO-SRO-BPI-11665276-045 | PBO-SRO-BPI-11665276-045 | PBO-SRO-BPI-11665276-045 |  | Violet | Blanc | OK | OCCUPE | 869 |  |  |  | OK | [22 empty] | SRO-BPI-11665276 | NA | 16/08/2023 10:48:34 | NUSER2765 |  | As built |  | SC-118540142 | PBO-SRO-BPI-11665276-045 | 402-PBO045 | Customer | DSP THD_64 | SFR_FTTH_ZMD_Legacy | 15 - 17 - 19 RUE DES ECOLES ; 3 PLACE DE LA MAIRIE 64320 LEE |  |  | ID-64329000007N;ID-643290000073;ID-64329000007S;ID-64329000007M |  | 5 | AUTRES | PB Chambre | GP FTTH | FTTH | [5 empty] | PBO-SRO-BPI-11665276-045 | 6 | CHAMBRE-FT/HABITATION/HABITATION/HABITATION | PBO-SRO-BPI-11665276-044 / PBO-SRO-BPI-11665276-045 / LEE | Violet | Blanc | 5 | 30 | SRO-BPI-11665276 / BPE-0124-64329-FT / LEE | Gris | Blanc | 8 | 90 | B2-T2-MODULE-D | 18 | Vertical
B2-T2-MODULE-D | 19 | - | B2-T2-MODULE-H7 | PBO-SRO-BPI-11665276-045 | PBO-SRO-BPI-11665276-045 | PBO-SRO-BPI-11665276-045 |  | Blanc | Rouge | OK | OK | 869 | 925 |  |  | OK | [22 empty] | SRO-BPI-11665276 | NA | 16/08/2023 10:48:34 | NUSER2765 |  | As built |  | SC-118540142 | PBO-SRO-BPI-11665276-045 | 402-PBO045 | Customer | DSP THD_64 | SFR_FTTH_ZMD_Legacy | 15 - 17 - 19 RUE DES ECOLES ; 3 PLACE DE LA MAIRIE 64320 LEE |  |  | ID-64329000007N;ID-643290000073;ID-64329000007S;ID-64329000007M |  | 5 | AUTRES | PB Chambre | GP FTTH | FTTH | [5 empty] | PBO-SRO-BPI-11665276-045 | 7 | CHAMBRE-FT/HABITATION/HABITATION/HABITATION | PBO-SRO-BPI-11665276-044 / PBO-SRO-BPI-11665276-045 / LEE | Blanc | Rouge | 6 | 31 | SRO-BPI-11665276 / BPE-0124-64329-FT / LEE | Gris | Orange | 8 | 91 | B2-T2-MODULE-D | 19 | Vertical
B2-T2-MODULE-D | 20 | - | B2-T2-MODULE-H8 | PBO-SRO-BPI-11665276-045 | PBO-SRO-BPI-11665276-045 | PBO-SRO-BPI-11665276-045 |  | Blanc | Bleu | OK | OK | 869 | 925 |  |  | OK | [22 empty] | SRO-BPI-11665276 | NA | 16/08/2023 10:48:34 | NUSER2765 |  | As built |  | SC-118540142 | PBO-SRO-BPI-11665276-045 | 402-PBO045 | Customer | DSP THD_64 | SFR_FTTH_ZMD_Legacy | 15 - 17 - 19 RUE DES ECOLES ; 3 PLACE DE LA MAIRIE 64320 LEE |  |  | ID-64329000007N;ID-643290000073;ID-64329000007S;ID-64329000007M |  | 5 | AUTRES | PB Chambre | GP FTTH | FTTH | [5 empty] | PBO-SRO-BPI-11665276-045 | 8 | CHAMBRE-FT/HABITATION/HABITATION/HABITATION | PBO-SRO-BPI-11665276-044 / PBO-SRO-BPI-11665276-045 / LEE | Blanc | Bleu | 6 | 32 | SRO-BPI-11665276 / BPE-0124-64329-FT / LEE | Gris | Gris | 8 | 92 | B2-T2-MODULE-D | 20 | Vertical
B2-T2-MODULE-D | 21 | - | B2-T2-MODULE-H9 | PBO-SRO-BPI-11665276-045 | PBO-SRO-BPI-11665276-045 | PBO-SRO-BPI-11665276-045 |  | Blanc | Vert | NOK | OK | 723 | 925 |  |  | NOK | [8 empty] | METRE: 725 m |  | 4: 402-PBO043 | SRO-BPI-11665276 | NA | 16/08/2023 10:48:34 | NUSER2765 |  | As built |  | SC-118540142 | PBO-SRO-BPI-11665276-045 | 402-PBO045 | Customer | DSP THD_64 | SFR_FTTH_ZMD_Legacy | 15 - 17 - 19 RUE DES ECOLES ; 3 PLACE DE LA MAIRIE 64320 LEE |  |  | ID-64329000007N;ID-643290000073;ID-64329000007S;ID-64329000007M |  | 5 | AUTRES | PB Chambre | GP FTTH | FTTH | [5 empty] | PBO-SRO-BPI-11665276-045 | 9 | CHAMBRE-FT/HABITATION/HABITATION/HABITATION | PBO-SRO-BPI-11665276-044 / PBO-SRO-BPI-11665276-045 / LEE | Blanc | Vert | 6 | 33 | SRO-BPI-11665276 / BPE-0124-64329-FT / LEE | Gris | Marron | 8 | 93 | B2-T2-MODULE-D | 21 | Vertical
B2-T2-MODULE-D | 22 | - | B2-T2-MODULE-H10 | PBO-SRO-BPI-11665276-045 | PBO-SRO-BPI-11665276-045 | PBO-SRO-BPI-11665276-045 |  | Blanc | Jaune | OK | OK | 869 | 925 |  |  | OK | [22 empty] | SRO-BPI-11665276 | NA | 16/08/2023 10:48:34 | NUSER2765 |  | As built |  | SC-118540142 | PBO-SRO-BPI-11665276-045 | 402-PBO045 | Customer | DSP THD_64 | SFR_FTTH_ZMD_Legacy | 15 - 17 - 19 RUE DES ECOLES ; 3 PLACE DE LA MAIRIE 64320 LEE |  |  | ID-64329000007N;ID-643290000073;ID-64329000007S;ID-64329000007M |  | 5 | AUTRES | PB Chambre | GP FTTH | FTTH | [5 empty] | PBO-SRO-BPI-11665276-045 | 10 | CHAMBRE-FT/HABITATION/HABITATION/HABITATION | PBO-SRO-BPI-11665276-044 / PBO-SRO-BPI-11665276-045 / LEE | Blanc | Jaune | 6 | 34 | SRO-BPI-11665276 / BPE-0124-64329-FT / LEE | Gris | Noir | 8 | 94 | B2-T2-MODULE-D | 22 | Vertical
B2-T2-MODULE-D | 23 | - | B2-T2-MODULE-H11 | PBO-SRO-BPI-11665276-045 | PBO-SRO-BPI-11665276-045 | PBO-SRO-BPI-11665276-045 |  | Blanc | Violet | OK | OK | 869 | 925 |  |  | OK | [22 empty] | SRO-BPI-11665276 | NA | 16/08/2023 10:48:34 | NUSER2765 |  | As built |  | SC-118540142 | PBO-SRO-BPI-11665276-045 | 402-PBO045 | Customer | DSP THD_64 | SFR_FTTH_ZMD_Legacy | 15 - 17 - 19 RUE DES ECOLES ; 3 PLACE DE LA MAIRIE 64320 LEE |  |  | ID-64329000007N;ID-643290000073;ID-64329000007S;ID-64329000007M |  | 5 | AUTRES | PB Chambre | GP FTTH | FTTH | [5 empty] | PBO-SRO-BPI-11665276-045 | 11 | CHAMBRE-FT/HABITATION/HABITATION/HABITATION | PBO-SRO-BPI-11665276-044 / PBO-SRO-BPI-11665276-045 / LEE | Blanc | Violet | 6 | 35 | SRO-BPI-11665276 / BPE-0124-64329-FT / LEE | Gris | Turquoise | 8 | 95 | B2-T2-MODULE-D | 23 | Vertical
B2-T2-MODULE-D | 24 | - | B2-T2-MODULE-H12 | PBO-SRO-BPI-11665276-045 | PBO-SRO-BPI-11665276-045 | PBO-SRO-BPI-11665276-045 |  | Blanc | Blanc | OK | OK | 869 | 925 |  |  | OK | [22 empty] | SRO-BPI-11665276 | NA | 16/08/2023 10:48:34 | NUSER2765 |  | As built |  | SC-118540142 | PBO-SRO-BPI-11665276-045 | 402-PBO045 | Customer | DSP THD_64 | SFR_FTTH_ZMD_Legacy | 15 - 17 - 19 RUE DES ECOLES ; 3 PLACE DE LA MAIRIE 64320 LEE |  |  | ID-64329000007N;ID-643290000073;ID-64329000007S;ID-64329000007M |  | 5 | AUTRES | PB Chambre | GP FTTH | FTTH | [5 empty] | PBO-SRO-BPI-11665276-045 | 12 | CHAMBRE-FT/HABITATION/HABITATION/HABITATION | PBO-SRO-BPI-11665276-044 / PBO-SRO-BPI-11665276-045 / LEE | Blanc | Blanc | 6 | 36 | SRO-BPI-11665276 / BPE-0124-64329-FT / LEE | Gris | Rose | 8 | 96 | B2-T2-MODULE-D | 24 | Vertical
B2-T2-MODULE-E | 1 | B2-T2-MODULE-C1 | B2-T2-MODULE-I1 | PBO-SRO-BPI-11665276-044 | PBO-SRO-BPI-11665276-044 | PBO-SRO-BPI-11665276-044 |  | Orange | Rouge | OK | OK | 793 | 871 |  |  | OK | [8 empty] | REFERENCE OK | [13 empty] | SRO-BPI-11665276 | NA | 16/08/2023 10:48:34 | NUSER2765 |  | As built |  | SC-118540140 | PBO-SRO-BPI-11665276-044 | 402-PBO044 | Customer | DSP THD_64 | SFR_FTTH_ZMD_Legacy | 1 - 2 - 3 - 4 CHEMIN DE MATHILDE ; 1 PLACE DE LA MAIRIE 64320 LEE |  |  | ID-643290000083;ID-64329000008A;ID-643290000077;ID-643290000089;ID-64329000007C |  | 6 | AUTRES | PB Chambre | GP FTTH | FTTH | HABITATION/HABITATION/HABITATION | TH-5110-4790 | New | Libre | 1 | PBO-SRO-BPI-11665276-044 | 1 | CHAMBRE-FT/HABITATION/HABITATION/HABITATION | PBO-SRO-BPI-11665276-043 / PBO-SRO-BPI-11665276-044 / LEE | Orange | Rouge | 7 | 37 | SRO-BPI-11665276 / BPE-0124-64329-FT / LEE | Marron | Rouge | 9 | 97 | B2-T2-MODULE-E | 1 | Vertical
B2-T2-MODULE-E | 2 | B2-T2-MODULE-C2 | B2-T2-MODULE-I2 | PBO-SRO-BPI-11665276-044 | PBO-SRO-BPI-11665276-044 | PBO-SRO-BPI-11665276-044 |  | Orange | Bleu | OK | OK | 794 | 871 |  |  | OK | [8 empty] | REFERENCE OK | [13 empty] | SRO-BPI-11665276 | NA | 16/08/2023 10:48:34 | NUSER2765 |  | As built |  | SC-118540140 | PBO-SRO-BPI-11665276-044 | 402-PBO044 | Customer | DSP THD_64 | SFR_FTTH_ZMD_Legacy | 1 - 2 - 3 - 4 CHEMIN DE MATHILDE ; 1 PLACE DE LA MAIRIE 64320 LEE |  |  | ID-643290000083;ID-64329000008A;ID-643290000077;ID-643290000089;ID-64329000007C |  | 6 | AUTRES | PB Chambre | GP FTTH | FTTH | HABITATION/HABITATION/HABITATION | TH-5110-4801 | New | Libre | 1 | PBO-SRO-BPI-11665276-044 | 2 | CHAMBRE-FT/HABITATION/HABITATION/HABITATION | PBO-SRO-BPI-11665276-043 / PBO-SRO-BPI-11665276-044 / LEE | Orange | Bleu | 7 | 38 | SRO-BPI-11665276 / BPE-0124-64329-FT / LEE | Marron | Bleu | 9 | 98 | B2-T2-MODULE-E | 2 | Vertical
B2-T2-MODULE-E | 3 | B2-T2-MODULE-C3 | B2-T2-MODULE-I3 | PBO-SRO-BPI-11665276-044 | PBO-SRO-BPI-11665276-044 | PBO-SRO-BPI-11665276-044 |  | Orange | Vert | OK | OK | 793 | 871 |  |  | OK | [8 empty] | REFERENCE OK | [13 empty] | SRO-BPI-11665276 | NA | 16/08/2023 10:48:34 | NUSER2765 |  | As built |  | SC-118540140 | PBO-SRO-BPI-11665276-044 | 402-PBO044 | Customer | DSP THD_64 | SFR_FTTH_ZMD_Legacy | 1 - 2 - 3 - 4 CHEMIN DE MATHILDE ; 1 PLACE DE LA MAIRIE 64320 LEE |  |  | ID-643290000083;ID-64329000008A;ID-643290000077;ID-643290000089;ID-64329000007C |  | 6 | AUTRES | PB Chambre | GP FTTH | FTTH | HABITATION/HABITATION/HABITATION | TH-5110-4812 | New | Libre | 1 | PBO-SRO-BPI-11665276-044 | 3 | CHAMBRE-FT/HABITATION/HABITATION/HABITATION | PBO-SRO-BPI-11665276-043 / PBO-SRO-BPI-11665276-044 / LEE | Orange | Vert | 7 | 39 | SRO-BPI-11665276 / BPE-0124-64329-FT / LEE | Marron | Vert | 9 | 99 | B2-T2-MODULE-E | 3 | Vertical
B2-T2-MODULE-E | 4 | B2-T2-MODULE-C4 | B2-T2-MODULE-I4 | PBO-SRO-BPI-11665276-044 | PBO-SRO-BPI-11665276-044 | PBO-SRO-BPI-11665276-044 |  | Orange | Jaune | OK | OK | 793 | 871 |  |  | OK | [8 empty] | REFERENCE OK | [13 empty] | SRO-BPI-11665276 | NA | 16/08/2023 10:48:34 | NUSER2765 |  | As built |  | SC-118540140 | PBO-SRO-BPI-11665276-044 | 402-PBO044 | Customer | DSP THD_64 | SFR_FTTH_ZMD_Legacy | 1 - 2 - 3 - 4 CHEMIN DE MATHILDE ; 1 PLACE DE LA MAIRIE 64320 LEE |  |  | ID-643290000083;ID-64329000008A;ID-643290000077;ID-643290000089;ID-64329000007C |  | 6 | AUTRES | PB Chambre | GP FTTH | FTTH | HABITATION/HABITATION/HABITATION | TH-5110-4823 | New | Libre | 1 | PBO-SRO-BPI-11665276-044 | 4 | CHAMBRE-FT/HABITATION/HABITATION/HABITATION | PBO-SRO-BPI-11665276-043 / PBO-SRO-BPI-11665276-044 / LEE | Orange | Jaune | 7 | 40 | SRO-BPI-11665276 / BPE-0124-64329-FT / LEE | Marron | Jaune | 9 | 100 | B2-T2-MODULE-E | 4 | Vertical
B2-T2-MODULE-E | 5 | B2-T2-MODULE-C5 | B2-T2-MODULE-I5 | PBO-SRO-BPI-11665276-044 | PBO-SRO-BPI-11665276-044 | PBO-SRO-BPI-11665276-044 |  | Orange | Violet | OK | OK | 792 | 871 |  |  | OK | [8 empty] | REFERENCE OK | [13 empty] | SRO-BPI-11665276 | NA | 16/08/2023 10:48:34 | NUSER2765 |  | As built |  | SC-118540140 | PBO-SRO-BPI-11665276-044 | 402-PBO044 | Customer | DSP THD_64 | SFR_FTTH_ZMD_Legacy | 1 - 2 - 3 - 4 CHEMIN DE MATHILDE ; 1 PLACE DE LA MAIRIE 64320 LEE |  |  | ID-643290000083;ID-64329000008A;ID-643290000077;ID-643290000089;ID-64329000007C |  | 6 | AUTRES | PB Chambre | GP FTTH | FTTH | HABITATION/HABITATION/HABITATION | TH-5110-4834 | New | Libre | 1 | PBO-SRO-BPI-11665276-044 | 5 | CHAMBRE-FT/HABITATION/HABITATION/HABITATION | PBO-SRO-BPI-11665276-043 / PBO-SRO-BPI-11665276-044 / LEE | Orange | Violet | 7 | 41 | SRO-BPI-11665276 / BPE-0124-64329-FT / LEE | Marron | Violet | 9 | 101 | B2-T2-MODULE-E | 5 | Vertical
B2-T2-MODULE-E | 6 | B2-T2-MODULE-C6 | B2-T2-MODULE-I6 | PBO-SRO-BPI-11665276-044 | PBO-SRO-BPI-11665276-044 | PBO-SRO-BPI-11665276-044 |  | Orange | Blanc | OK | OK | 793 | 871 |  |  | OK | [8 empty] | REFERENCE OK | [13 empty] | SRO-BPI-11665276 | NA | 16/08/2023 10:48:34 | NUSER2765 |  | As built |  | SC-118540140 | PBO-SRO-BPI-11665276-044 | 402-PBO044 | Customer | DSP THD_64 | SFR_FTTH_ZMD_Legacy | 1 - 2 - 3 - 4 CHEMIN DE MATHILDE ; 1 PLACE DE LA MAIRIE 64320 LEE |  |  | ID-643290000083;ID-64329000008A;ID-643290000077;ID-643290000089;ID-64329000007C |  | 6 | AUTRES | PB Chambre | GP FTTH | FTTH | HABITATION/HABITATION/HABITATION | TH-5110-4845 | New | Libre | 1 | PBO-SRO-BPI-11665276-044 | 6 | CHAMBRE-FT/HABITATION/HABITATION/HABITATION | PBO-SRO-BPI-11665276-043 / PBO-SRO-BPI-11665276-044 / LEE | Orange | Blanc | 7 | 42 | SRO-BPI-11665276 / BPE-0124-64329-FT / LEE | Marron | Blanc | 9 | 102 | B2-T2-MODULE-E | 6 | Vertical
B2-T2-MODULE-E | 7 | B2-T2-MODULE-C7 | B2-T2-MODULE-I7 | PBO-SRO-BPI-11665276-044 | PBO-SRO-BPI-11665276-044 | PBO-SRO-BPI-11665276-044 |  | Gris | Rouge | OK | OK | 793 | 871 |  |  | OK | [8 empty] | REFERENCE OK | [13 empty] | SRO-BPI-11665276 | NA | 16/08/2023 10:48:34 | NUSER2765 |  | As built |  | SC-118540140 | PBO-SRO-BPI-11665276-044 | 402-PBO044 | Customer | DSP THD_64 | SFR_FTTH_ZMD_Legacy | 1 - 2 - 3 - 4 CHEMIN DE MATHILDE ; 1 PLACE DE LA MAIRIE 64320 LEE |  |  | ID-643290000083;ID-64329000008A;ID-643290000077;ID-643290000089;ID-64329000007C |  | 6 | AUTRES | PB Chambre | GP FTTH | FTTH | [5 empty] | PBO-SRO-BPI-11665276-044 | 7 | CHAMBRE-FT/HABITATION/HABITATION/HABITATION | PBO-SRO-BPI-11665276-043 / PBO-SRO-BPI-11665276-044 / LEE | Gris | Rouge | 8 | 43 | SRO-BPI-11665276 / BPE-0124-64329-FT / LEE | Marron | Orange | 9 | 103 | B2-T2-MODULE-E | 7 | Vertical
B2-T2-MODULE-E | 8 | B2-T2-MODULE-C8 | B2-T2-MODULE-I8 | PBO-SRO-BPI-11665276-044 | PBO-SRO-BPI-11665276-044 | PBO-SRO-BPI-11665276-044 |  | Gris | Bleu | OK | OK | 793 | 871 |  |  | OK | [8 empty] | REFERENCE OK | [13 empty] | SRO-BPI-11665276 | NA | 16/08/2023 10:48:34 | NUSER2765 |  | As built |  | SC-118540140 | PBO-SRO-BPI-11665276-044 | 402-PBO044 | Customer | DSP THD_64 | SFR_FTTH_ZMD_Legacy | 1 - 2 - 3 - 4 CHEMIN DE MATHILDE ; 1 PLACE DE LA MAIRIE 64320 LEE |  |  | ID-643290000083;ID-64329000008A;ID-643290000077;ID-643290000089;ID-64329000007C |  | 6 | AUTRES | PB Chambre | GP FTTH | FTTH | [5 empty] | PBO-SRO-BPI-11665276-044 | 8 | CHAMBRE-FT/HABITATION/HABITATION/HABITATION | PBO-SRO-BPI-11665276-043 / PBO-SRO-BPI-11665276-044 / LEE | Gris | Bleu | 8 | 44 | SRO-BPI-11665276 / BPE-0124-64329-FT / LEE | Marron | Gris | 9 | 104 | B2-T2-MODULE-E | 8 | Vertical
B2-T2-MODULE-E | 9 | B2-T2-MODULE-C9 | B2-T2-MODULE-I9 | PBO-SRO-BPI-11665276-044 | PBO-SRO-BPI-11665276-044 | PBO-SRO-BPI-11665276-044 |  | Gris | Vert | OK | OK | 793 | 871 |  |  | OK | [8 empty] | REFERENCE OK | [13 empty] | SRO-BPI-11665276 | NA | 16/08/2023 10:48:34 | NUSER2765 |  | As built |  | SC-118540140 | PBO-SRO-BPI-11665276-044 | 402-PBO044 | Customer | DSP THD_64 | SFR_FTTH_ZMD_Legacy | 1 - 2 - 3 - 4 CHEMIN DE MATHILDE ; 1 PLACE DE LA MAIRIE 64320 LEE |  |  | ID-643290000083;ID-64329000008A;ID-643290000077;ID-643290000089;ID-64329000007C |  | 6 | AUTRES | PB Chambre | GP FTTH | FTTH | [5 empty] | PBO-SRO-BPI-11665276-044 | 9 | CHAMBRE-FT/HABITATION/HABITATION/HABITATION | PBO-SRO-BPI-11665276-043 / PBO-SRO-BPI-11665276-044 / LEE | Gris | Vert | 8 | 45 | SRO-BPI-11665276 / BPE-0124-64329-FT / LEE | Marron | Marron | 9 | 105 | B2-T2-MODULE-E | 9 | Vertical
B2-T2-MODULE-E | 10 | B2-T2-MODULE-C10 | B2-T2-MODULE-I10 | PBO-SRO-BPI-11665276-044 | PBO-SRO-BPI-11665276-044 | PBO-SRO-BPI-11665276-044 |  | Gris | Jaune | OK | OCCUPE | 793 |  |  |  | OK | [8 empty] | REFERENCE OK | [13 empty] | SRO-BPI-11665276 | NA | 16/08/2023 10:48:34 | NUSER2765 |  | As built |  | SC-118540140 | PBO-SRO-BPI-11665276-044 | 402-PBO044 | Customer | DSP THD_64 | SFR_FTTH_ZMD_Legacy | 1 - 2 - 3 - 4 CHEMIN DE MATHILDE ; 1 PLACE DE LA MAIRIE 64320 LEE |  |  | ID-643290000083;ID-64329000008A;ID-643290000077;ID-643290000089;ID-64329000007C |  | 6 | AUTRES | PB Chambre | GP FTTH | FTTH | [5 empty] | PBO-SRO-BPI-11665276-044 | 10 | CHAMBRE-FT/HABITATION/HABITATION/HABITATION | PBO-SRO-BPI-11665276-043 / PBO-SRO-BPI-11665276-044 / LEE | Gris | Jaune | 8 | 46 | SRO-BPI-11665276 / BPE-0124-64329-FT / LEE | Marron | Noir | 9 | 106 | B2-T2-MODULE-E | 10 | Vertical
B2-T2-MODULE-E | 11 | B2-T2-MODULE-C11 | B2-T2-MODULE-I11 | PBO-SRO-BPI-11665276-044 | PBO-SRO-BPI-11665276-044 | PBO-SRO-BPI-11665276-044 |  | Gris | Violet | OK | OK | 793 | 871 |  |  | OK | [8 empty] | REFERENCE OK | [13 empty] | SRO-BPI-11665276 | NA | 16/08/2023 10:48:34 | NUSER2765 |  | As built |  | SC-118540140 | PBO-SRO-BPI-11665276-044 | 402-PBO044 | Customer | DSP THD_64 | SFR_FTTH_ZMD_Legacy | 1 - 2 - 3 - 4 CHEMIN DE MATHILDE ; 1 PLACE DE LA MAIRIE 64320 LEE |  |  | ID-643290000083;ID-64329000008A;ID-643290000077;ID-643290000089;ID-64329000007C |  | 6 | AUTRES | PB Chambre | GP FTTH | FTTH | [5 empty] | PBO-SRO-BPI-11665276-044 | 11 | CHAMBRE-FT/HABITATION/HABITATION/HABITATION | PBO-SRO-BPI-11665276-043 / PBO-SRO-BPI-11665276-044 / LEE | Gris | Violet | 8 | 47 | SRO-BPI-11665276 / BPE-0124-64329-FT / LEE | Marron | Turquoise | 9 | 107 | B2-T2-MODULE-E | 11 | Vertical
B2-T2-MODULE-E | 12 | B2-T2-MODULE-C12 | B2-T2-MODULE-I12 | PBO-SRO-BPI-11665276-044 | PBO-SRO-BPI-11665276-044 | PBO-SRO-BPI-11665276-044 |  | Gris | Blanc | OK | OCCUPE | 793 |  |  |  | OK | [8 empty] | REFERENCE OK | [13 empty] | SRO-BPI-11665276 | NA | 16/08/2023 10:48:34 | NUSER2765 |  | As built |  | SC-118540140 | PBO-SRO-BPI-11665276-044 | 402-PBO044 | Customer | DSP THD_64 | SFR_FTTH_ZMD_Legacy | 1 - 2 - 3 - 4 CHEMIN DE MATHILDE ; 1 PLACE DE LA MAIRIE 64320 LEE |  |  | ID-643290000083;ID-64329000008A;ID-643290000077;ID-643290000089;ID-64329000007C |  | 6 | AUTRES | PB Chambre | GP FTTH | FTTH | [5 empty] | PBO-SRO-BPI-11665276-044 | 12 | CHAMBRE-FT/HABITATION/HABITATION/HABITATION | PBO-SRO-BPI-11665276-043 / PBO-SRO-BPI-11665276-044 / LEE | Gris | Blanc | 8 | 48 | SRO-BPI-11665276 / BPE-0124-64329-FT / LEE | Marron | Rose | 9 | 108 | B2-T2-MODULE-E | 12 | Vertical
B2-T2-MODULE-E | 13 | - | B2-T2-MODULE-J1 | PBO-SRO-BPI-11665276-043 | PBO-SRO-BPI-11665276-043 | PBO-SRO-BPI-11665276-043 |  | Marron | Rouge | OK | OCCUPE | 723 |  |  |  | OK | [22 empty] | SRO-BPI-11665276 | NA | 09/01/2024 08:38:18 | NUSER5747 |  | As built |  | SC-118540139 | PBO-SRO-BPI-11665276-043 | 402-PBO043 | Customer | DSP THD_64 | SFR_FTTH_ZMD_Legacy | 1 RUE DES FONTAINES ; 5 - 7 - 11 PLACE DE LA MAIRIE 64320 LEE |  |  | ID-64329000007B;ID-643290000088;ID-643290000075;ID-64329000006Z |  | 5 | AUTRES | PB Chambre | GP FTTH | FTTH | HABITATION/HABITATION/HABITATION | TH-5110-4735 | As built | Mutualise | 1 | PBO-SRO-BPI-11665276-043 | 1 | CHAMBRE-FT/HABITATION/HABITATION/HABITATION | PBO-SRO-BPI-11665276-042 / PBO-SRO-BPI-11665276-043 / LEE | Marron | Rouge | 9 | 49 | SRO-BPI-11665276 / BPE-0124-64329-FT / LEE | Noir | Rouge | 10 | 109 | B2-T2-MODULE-E | 13 | Vertical | Mutualise - TH51104735 | Pigtail | As built
B2-T2-MODULE-E | 14 | - | B2-T2-MODULE-J2 | PBO-SRO-BPI-11665276-043 | PBO-SRO-BPI-11665276-043 | PBO-SRO-BPI-11665276-043 |  | Marron | Bleu | OK | OK | 723 | 803 |  |  | OK | [22 empty] | SRO-BPI-11665276 | NA | 09/01/2024 08:38:18 | NUSER5747 |  | As built |  | SC-118540139 | PBO-SRO-BPI-11665276-043 | 402-PBO043 | Customer | DSP THD_64 | SFR_FTTH_ZMD_Legacy | 1 RUE DES FONTAINES ; 5 - 7 - 11 PLACE DE LA MAIRIE 64320 LEE |  |  | ID-64329000007B;ID-643290000088;ID-643290000075;ID-64329000006Z |  | 5 | AUTRES | PB Chambre | GP FTTH | FTTH | HABITATION/HABITATION/HABITATION | TH-5110-4746 | Proposed | Reserve | 1 | PBO-SRO-BPI-11665276-043 | 2 | CHAMBRE-FT/HABITATION/HABITATION/HABITATION | PBO-SRO-BPI-11665276-042 / PBO-SRO-BPI-11665276-043 / LEE | Marron | Bleu | 9 | 50 | SRO-BPI-11665276 / BPE-0124-64329-FT / LEE | Noir | Bleu | 10 | 110 | B2-T2-MODULE-E | 14 | Vertical
B2-T2-MODULE-E | 15 | - | B2-T2-MODULE-J3 | PBO-SRO-BPI-11665276-043 | PBO-SRO-BPI-11665276-043 | PBO-SRO-BPI-11665276-043 |  | Marron | Vert | OK | OK | 722 | 803 |  |  | OK | [22 empty] | SRO-BPI-11665276 | NA | 09/01/2024 08:38:18 | NUSER5747 |  | As built |  | SC-118540139 | PBO-SRO-BPI-11665276-043 | 402-PBO043 | Customer | DSP THD_64 | SFR_FTTH_ZMD_Legacy | 1 RUE DES FONTAINES ; 5 - 7 - 11 PLACE DE LA MAIRIE 64320 LEE |  |  | ID-64329000007B;ID-643290000088;ID-643290000075;ID-64329000006Z |  | 5 | AUTRES | PB Chambre | GP FTTH | FTTH | HABITATION/HABITATION/HABITATION | TH-5110-4757 | New | Libre | 1 | PBO-SRO-BPI-11665276-043 | 3 | CHAMBRE-FT/HABITATION/HABITATION/HABITATION | PBO-SRO-BPI-11665276-042 / PBO-SRO-BPI-11665276-043 / LEE | Marron | Vert | 9 | 51 | SRO-BPI-11665276 / BPE-0124-64329-FT / LEE | Noir | Vert | 10 | 111 | B2-T2-MODULE-E | 15 | Vertical
B2-T2-MODULE-E | 16 | - | B2-T2-MODULE-J4 | PBO-SRO-BPI-11665276-043 | PBO-SRO-BPI-11665276-043 | PBO-SRO-BPI-11665276-043 |  | Marron | Jaune | OCCUPE | OK |  | 803 | bleu |  | OCCUPE | [22 empty] | SRO-BPI-11665276 | NA | 09/01/2024 08:38:18 | NUSER5747 |  | As built |  | SC-118540139 | PBO-SRO-BPI-11665276-043 | 402-PBO043 | Customer | DSP THD_64 | SFR_FTTH_ZMD_Legacy | 1 RUE DES FONTAINES ; 5 - 7 - 11 PLACE DE LA MAIRIE 64320 LEE |  |  | ID-64329000007B;ID-643290000088;ID-643290000075;ID-64329000006Z |  | 5 | AUTRES | PB Chambre | GP FTTH | FTTH | HABITATION/HABITATION/HABITATION | TH-5110-4768 | New | Libre | 1 | PBO-SRO-BPI-11665276-043 | 4 | CHAMBRE-FT/HABITATION/HABITATION/HABITATION | PBO-SRO-BPI-11665276-042 / PBO-SRO-BPI-11665276-043 / LEE | Marron | Jaune | 9 | 52 | SRO-BPI-11665276 / BPE-0124-64329-FT / LEE | Noir | Jaune | 10 | 112 | B2-T2-MODULE-E | 16 | Vertical
B2-T2-MODULE-E | 17 | - | B2-T2-MODULE-J5 | PBO-SRO-BPI-11665276-043 | PBO-SRO-BPI-11665276-043 | PBO-SRO-BPI-11665276-043 |  | Marron | Violet | OK | OK | 723 | 803 |  |  | OK | [22 empty] | SRO-BPI-11665276 | NA | 09/01/2024 08:38:18 | NUSER5747 |  | As built |  | SC-118540139 | PBO-SRO-BPI-11665276-043 | 402-PBO043 | Customer | DSP THD_64 | SFR_FTTH_ZMD_Legacy | 1 RUE DES FONTAINES ; 5 - 7 - 11 PLACE DE LA MAIRIE 64320 LEE |  |  | ID-64329000007B;ID-643290000088;ID-643290000075;ID-64329000006Z |  | 5 | AUTRES | PB Chambre | GP FTTH | FTTH | HABITATION/HABITATION/HABITATION | TH-5110-4779 | New | Libre | 1 | PBO-SRO-BPI-11665276-043 | 5 | CHAMBRE-FT/HABITATION/HABITATION/HABITATION | PBO-SRO-BPI-11665276-042 / PBO-SRO-BPI-11665276-043 / LEE | Marron | Violet | 9 | 53 | SRO-BPI-11665276 / BPE-0124-64329-FT / LEE | Noir | Violet | 10 | 113 | B2-T2-MODULE-E | 17 | Vertical
B2-T2-MODULE-E | 18 | - | B2-T2-MODULE-J6 | PBO-SRO-BPI-11665276-043 | PBO-SRO-BPI-11665276-043 | PBO-SRO-BPI-11665276-043 |  | Marron | Blanc | OK | OK | 722 | 803 |  |  | OK | [22 empty] | SRO-BPI-11665276 | NA | 09/01/2024 08:38:18 | NUSER5747 |  | As built |  | SC-118540139 | PBO-SRO-BPI-11665276-043 | 402-PBO043 | Customer | DSP THD_64 | SFR_FTTH_ZMD_Legacy | 1 RUE DES FONTAINES ; 5 - 7 - 11 PLACE DE LA MAIRIE 64320 LEE |  |  | ID-64329000007B;ID-643290000088;ID-643290000075;ID-64329000006Z |  | 5 | AUTRES | PB Chambre | GP FTTH | FTTH | [5 empty] | PBO-SRO-BPI-11665276-043 | 6 | CHAMBRE-FT/HABITATION/HABITATION/HABITATION | PBO-SRO-BPI-11665276-042 / PBO-SRO-BPI-11665276-043 / LEE | Marron | Blanc | 9 | 54 | SRO-BPI-11665276 / BPE-0124-64329-FT / LEE | Noir | Blanc | 10 | 114 | B2-T2-MODULE-E | 18 | Vertical
B2-T2-MODULE-E | 19 | - | B2-T2-MODULE-J7 | PBO-SRO-BPI-11665276-042 | PBO-SRO-BPI-11665276-042 | PBO-SRO-BPI-11665276-042 |  | Noir | Rouge | OCCUPE | OCCUPE |  |  | orange |  | OCCUPE | [22 empty] | SRO-BPI-11665276 | NA | 07/02/2025 10:15:04 | NUSER5739 |  | As built |  | SC-118540104 | PBO-SRO-BPI-11665276-042 | 402-PBO042 | Customer | DSP THD_64 | SFR_FTTH_ZMD_Legacy | 0 RUE DES PARTOLLES PARCELLE 64329000BK0039 ; 3 RUE DES FONTAINES ; 2 RUE DES PARTOLLES 64320 LEE |  |  | ID-64329000008G;ID-64329000008H;ID-64329000008B |  | 4 | AUTRES | PB Chambre | GP FTTH | FTTH | HABITATION 042/HABITATION/HABITATION | TH-5110-2293 | As built | Mutualise | 1 | PBO-SRO-BPI-11665276-042 | 1 | CHAMBRE-ERDF/HABITATION 042/HABITATION/HABITATION | BPE-0118-64329-FT / PBO-SRO-BPI-11665276-042 / LEE | Noir | Rouge | 10 | 55 | SRO-BPI-11665276 / BPE-0124-64329-FT / LEE | Noir | Orange | 10 | 115 | B2-T2-MODULE-E | 19 | Vertical | Mutualise - TH51102293 | Pigtail | As built
B2-T2-MODULE-E | 20 | - | B2-T2-MODULE-J8 | PBO-SRO-BPI-11665276-042 | PBO-SRO-BPI-11665276-042 | PBO-SRO-BPI-11665276-042 |  | Noir | Bleu | OK | OCCUPE | 598 |  |  |  | OK | [22 empty] | SRO-BPI-11665276 | NA | 07/02/2025 10:15:04 | NUSER5739 |  | As built |  | SC-118540104 | PBO-SRO-BPI-11665276-042 | 402-PBO042 | Customer | DSP THD_64 | SFR_FTTH_ZMD_Legacy | 0 RUE DES PARTOLLES PARCELLE 64329000BK0039 ; 3 RUE DES FONTAINES ; 2 RUE DES PARTOLLES 64320 LEE |  |  | ID-64329000008G;ID-64329000008H;ID-64329000008B |  | 4 | AUTRES | PB Chambre | GP FTTH | FTTH | HABITATION 042/HABITATION/HABITATION | TH-5110-2326 | New | Libre | 1 | PBO-SRO-BPI-11665276-042 | 2 | CHAMBRE-ERDF/HABITATION 042/HABITATION/HABITATION | BPE-0118-64329-FT / PBO-SRO-BPI-11665276-042 / LEE | Noir | Bleu | 10 | 56 | SRO-BPI-11665276 / BPE-0124-64329-FT / LEE | Noir | Gris | 10 | 116 | B2-T2-MODULE-E | 20 | Vertical
B2-T2-MODULE-E | 21 | - | B2-T2-MODULE-J9 | PBO-SRO-BPI-11665276-042 | PBO-SRO-BPI-11665276-042 | PBO-SRO-BPI-11665276-042 |  | Noir | Vert | OK | OK | 598 | 600 |  |  | OK | [22 empty] | SRO-BPI-11665276 | NA | 07/02/2025 10:15:04 | NUSER5739 |  | As built |  | SC-118540104 | PBO-SRO-BPI-11665276-042 | 402-PBO042 | Customer | DSP THD_64 | SFR_FTTH_ZMD_Legacy | 0 RUE DES PARTOLLES PARCELLE 64329000BK0039 ; 3 RUE DES FONTAINES ; 2 RUE DES PARTOLLES 64320 LEE |  |  | ID-64329000008G;ID-64329000008H;ID-64329000008B |  | 4 | AUTRES | PB Chambre | GP FTTH | FTTH | HABITATION 042/HABITATION/HABITATION | TH-5110-2315 | New | Libre | 1 | PBO-SRO-BPI-11665276-042 | 3 | CHAMBRE-ERDF/HABITATION 042/HABITATION/HABITATION | BPE-0118-64329-FT / PBO-SRO-BPI-11665276-042 / LEE | Noir | Vert | 10 | 57 | SRO-BPI-11665276 / BPE-0124-64329-FT / LEE | Noir | Marron | 10 | 117 | B2-T2-MODULE-E | 21 | Vertical
B2-T2-MODULE-E | 22 | - | B2-T2-MODULE-J10 | PBO-SRO-BPI-11665276-042 | PBO-SRO-BPI-11665276-042 | PBO-SRO-BPI-11665276-042 |  | Noir | Jaune | OK | OK | 598 | 600 |  |  | OK | [22 empty] | SRO-BPI-11665276 | NA | 07/02/2025 10:15:04 | NUSER5739 |  | As built |  | SC-118540104 | PBO-SRO-BPI-11665276-042 | 402-PBO042 | Customer | DSP THD_64 | SFR_FTTH_ZMD_Legacy | 0 RUE DES PARTOLLES PARCELLE 64329000BK0039 ; 3 RUE DES FONTAINES ; 2 RUE DES PARTOLLES 64320 LEE |  |  | ID-64329000008G;ID-64329000008H;ID-64329000008B |  | 4 | AUTRES | PB Chambre | GP FTTH | FTTH | HABITATION 042/HABITATION/HABITATION | TH-5110-2304 | As built | Utilise | 1 | PBO-SRO-BPI-11665276-042 | 4 | CHAMBRE-ERDF/HABITATION 042/HABITATION/HABITATION | BPE-0118-64329-FT / PBO-SRO-BPI-11665276-042 / LEE | Noir | Jaune | 10 | 58 | SRO-BPI-11665276 / BPE-0124-64329-FT / LEE | Noir | Noir | 10 | 118 | B2-T2-MODULE-E | 22 | Vertical | TH51102304 | Jumper | As built | Utilise | B1-T2-SPL-1*64-03-OUT | 19 | Horizontal | SPL-1*64-03 | OptSplitter |  | 19 | 1x64 | [5 empty] | PIG9648553 | Pigtail | B2-T6-MODULE-TRANSPORT-A | 3 | Indetermine | BPE_0011-SFR / SRO-BPI-11665276 / LEE | Rouge | Vert | 1 | 3
B2-T2-MODULE-E | 23 | - | B2-T2-MODULE-J11 | PBO-SRO-BPI-11665276-042 | PBO-SRO-BPI-11665276-042 | PBO-SRO-BPI-11665276-042 |  | Noir | Violet | OK | OK | 599 | 600 |  |  | OK | [22 empty] | SRO-BPI-11665276 | NA | 07/02/2025 10:15:04 | NUSER5739 |  | As built |  | SC-118540104 | PBO-SRO-BPI-11665276-042 | 402-PBO042 | Customer | DSP THD_64 | SFR_FTTH_ZMD_Legacy | 0 RUE DES PARTOLLES PARCELLE 64329000BK0039 ; 3 RUE DES FONTAINES ; 2 RUE DES PARTOLLES 64320 LEE |  |  | ID-64329000008G;ID-64329000008H;ID-64329000008B |  | 4 | AUTRES | PB Chambre | GP FTTH | FTTH | [5 empty] | PBO-SRO-BPI-11665276-042 | 5 | CHAMBRE-ERDF/HABITATION 042/HABITATION/HABITATION | BPE-0118-64329-FT / PBO-SRO-BPI-11665276-042 / LEE | Noir | Violet | 10 | 59 | SRO-BPI-11665276 / BPE-0124-64329-FT / LEE | Noir | Turquoise | 10 | 119 | B2-T2-MODULE-E | 23 | Vertical
B2-T2-MODULE-E | 24 | - | B2-T2-MODULE-J12 | PBO-SRO-BPI-11665276-042 | PBO-SRO-BPI-11665276-042 | PBO-SRO-BPI-11665276-042 |  | Noir | Blanc | OK | OK | 599 | 600 |  |  | OK | [22 empty] | SRO-BPI-11665276 | NA | 07/02/2025 10:15:04 | NUSER5739 |  | As built |  | SC-118540104 | PBO-SRO-BPI-11665276-042 | 402-PBO042 | Customer | DSP THD_64 | SFR_FTTH_ZMD_Legacy | 0 RUE DES PARTOLLES PARCELLE 64329000BK0039 ; 3 RUE DES FONTAINES ; 2 RUE DES PARTOLLES 64320 LEE |  |  | ID-64329000008G;ID-64329000008H;ID-64329000008B |  | 4 | AUTRES | PB Chambre | GP FTTH | FTTH | [5 empty] | PBO-SRO-BPI-11665276-042 | 6 | CHAMBRE-ERDF/HABITATION 042/HABITATION/HABITATION | BPE-0118-64329-FT / PBO-SRO-BPI-11665276-042 / LEE | Noir | Blanc | 10 | 60 | SRO-BPI-11665276 / BPE-0124-64329-FT / LEE | Noir | Rose | 10 | 120 | B2-T2-MODULE-E | 24 | Vertical
B2-T2-MODULE-F | 1 | B2-T2-MODULE-C13 | B2-T2-MODULE-K1 | PBO-SRO-BPI-11665276-055 | PBO-SRO-BPI-11665276-055 | PBO-SRO-BPI-11665276-055 |  | Rouge | Rouge | OCCUPE | OCCUPE |  |  | orange |  | OCCUPE | [8 empty] | REFERENCE OK | [13 empty] | SRO-BPI-11665276 | NA | 16/08/2023 10:48:34 | NUSER2765 |  | As built |  | SC-118540105 | PBO-SRO-BPI-11665276-055 | 402-PBO055 | Customer | DSP THD_64 | SFR_FTTH_ZMD_Legacy | 18 - 20 - 18B - 18T - 20B RUE DES PARTOLLES 64320 LEE |  |  | ID-64329000008C;ID-64329000008D;ID-64329000008F;ID-64329000008I;ID-64329000008E |  | 5 | AUTRES | PB Chambre | GP FTTH | FTTH | HABITATION/HABITATION/HABITATION | TH-5110-2337 | As built | Mutualise | 1 | PBO-SRO-BPI-11665276-055 | 1 | CHAMBRE-132-FT/HABITATION/HABITATION/HABITATION | BPE-0124-64329-FT / PBO-SRO-BPI-11665276-055 / LEE | Rouge | Rouge | 1 | 1 | SRO-BPI-11665276 / BPE-0124-64329-FT / LEE | Turquoise | Rouge | 11 | 121 | B2-T2-MODULE-F | 1 | Vertical | Mutualise - TH51102337 | Pigtail | As built
B2-T2-MODULE-F | 2 | B2-T2-MODULE-C14 | B2-T2-MODULE-K2 | PBO-SRO-BPI-11665276-055 | PBO-SRO-BPI-11665276-055 | PBO-SRO-BPI-11665276-055 |  | Rouge | Bleu | OCCUPE | OCCUPE |  |  | orange |  | OCCUPE | [8 empty] | REFERENCE OK | [13 empty] | SRO-BPI-11665276 | NA | 16/08/2023 10:48:34 | NUSER2765 |  | As built |  | SC-118540105 | PBO-SRO-BPI-11665276-055 | 402-PBO055 | Customer | DSP THD_64 | SFR_FTTH_ZMD_Legacy | 18 - 20 - 18B - 18T - 20B RUE DES PARTOLLES 64320 LEE |  |  | ID-64329000008C;ID-64329000008D;ID-64329000008F;ID-64329000008I;ID-64329000008E |  | 5 | AUTRES | PB Chambre | GP FTTH | FTTH | HABITATION/HABITATION/HABITATION | TH-5110-2348 | As built | Mutualise | 1 | PBO-SRO-BPI-11665276-055 | 2 | CHAMBRE-132-FT/HABITATION/HABITATION/HABITATION | BPE-0124-64329-FT / PBO-SRO-BPI-11665276-055 / LEE | Rouge | Bleu | 1 | 2 | SRO-BPI-11665276 / BPE-0124-64329-FT / LEE | Turquoise | Bleu | 11 | 122 | B2-T2-MODULE-F | 2 | Vertical | Mutualise - TH51102348 | Pigtail | As built
B2-T2-MODULE-F | 3 | B2-T2-MODULE-C15 | B2-T2-MODULE-K3 | PBO-SRO-BPI-11665276-055 | PBO-SRO-BPI-11665276-055 | PBO-SRO-BPI-11665276-055 |  | Rouge | Vert | OCCUPE | OCCUPE |  |  | orange |  | OCCUPE | [8 empty] | REFERENCE OK | [13 empty] | SRO-BPI-11665276 | NA | 16/08/2023 10:48:34 | NUSER2765 |  | As built |  | SC-118540105 | PBO-SRO-BPI-11665276-055 | 402-PBO055 | Customer | DSP THD_64 | SFR_FTTH_ZMD_Legacy | 18 - 20 - 18B - 18T - 20B RUE DES PARTOLLES 64320 LEE |  |  | ID-64329000008C;ID-64329000008D;ID-64329000008F;ID-64329000008I;ID-64329000008E |  | 5 | AUTRES | PB Chambre | GP FTTH | FTTH | HABITATION/HABITATION/HABITATION | TH-5110-2359 | As built | Mutualise | 1 | PBO-SRO-BPI-11665276-055 | 3 | CHAMBRE-132-FT/HABITATION/HABITATION/HABITATION | BPE-0124-64329-FT / PBO-SRO-BPI-11665276-055 / LEE | Rouge | Vert | 1 | 3 | SRO-BPI-11665276 / BPE-0124-64329-FT / LEE | Turquoise | Vert | 11 | 123 | B2-T2-MODULE-F | 3 | Vertical | Mutualise - TH51102359 | Pigtail | As built
B2-T2-MODULE-F | 4 | B2-T2-MODULE-C16 | B2-T2-MODULE-K4 | PBO-SRO-BPI-11665276-055 | PBO-SRO-BPI-11665276-055 | PBO-SRO-BPI-11665276-055 |  | Rouge | Jaune | OCCUPE | OCCUPE |  |  | orange |  | OCCUPE | [8 empty] | REFERENCE OK | [13 empty] | SRO-BPI-11665276 | NA | 16/08/2023 10:48:34 | NUSER2765 |  | As built |  | SC-118540105 | PBO-SRO-BPI-11665276-055 | 402-PBO055 | Customer | DSP THD_64 | SFR_FTTH_ZMD_Legacy | 18 - 20 - 18B - 18T - 20B RUE DES PARTOLLES 64320 LEE |  |  | ID-64329000008C;ID-64329000008D;ID-64329000008F;ID-64329000008I;ID-64329000008E |  | 5 | AUTRES | PB Chambre | GP FTTH | FTTH | HABITATION/HABITATION/HABITATION | TH-5110-2370 | As built | Mutualise | 1 | PBO-SRO-BPI-11665276-055 | 4 | CHAMBRE-132-FT/HABITATION/HABITATION/HABITATION | BPE-0124-64329-FT / PBO-SRO-BPI-11665276-055 / LEE | Rouge | Jaune | 1 | 4 | SRO-BPI-11665276 / BPE-0124-64329-FT / LEE | Turquoise | Jaune | 11 | 124 | B2-T2-MODULE-F | 4 | Vertical | Mutualise - TH51102370 | Pigtail | As built
B2-T2-MODULE-F | 5 | B2-T2-MODULE-C17 | B2-T2-MODULE-K5 | PBO-SRO-BPI-11665276-055 | PBO-SRO-BPI-11665276-055 | PBO-SRO-BPI-11665276-055 |  | Rouge | Violet | OK | OCCUPE | 364 |  |  |  | OK | [8 empty] | REFERENCE OK | [13 empty] | SRO-BPI-11665276 | NA | 16/08/2023 10:48:34 | NUSER2765 |  | As built |  | SC-118540105 | PBO-SRO-BPI-11665276-055 | 402-PBO055 | Customer | DSP THD_64 | SFR_FTTH_ZMD_Legacy | 18 - 20 - 18B - 18T - 20B RUE DES PARTOLLES 64320 LEE |  |  | ID-64329000008C;ID-64329000008D;ID-64329000008F;ID-64329000008I;ID-64329000008E |  | 5 | AUTRES | PB Chambre | GP FTTH | FTTH | HABITATION/HABITATION/HABITATION | TH-5110-2381 | New | Libre | 1 | PBO-SRO-BPI-11665276-055 | 5 | CHAMBRE-132-FT/HABITATION/HABITATION/HABITATION | BPE-0124-64329-FT / PBO-SRO-BPI-11665276-055 / LEE | Rouge | Violet | 1 | 5 | SRO-BPI-11665276 / BPE-0124-64329-FT / LEE | Turquoise | Violet | 11 | 125 | B2-T2-MODULE-F | 5 | Vertical
B2-T2-MODULE-F | 6 | B2-T2-MODULE-C18 | B2-T2-MODULE-K6 | PBO-SRO-BPI-11665276-055 | PBO-SRO-BPI-11665276-055 | PBO-SRO-BPI-11665276-055 |  | Rouge | Blanc | OK | OCCUPE | 365 |  |  |  | OK | [8 empty] | REFERENCE OK | [13 empty] | SRO-BPI-11665276 | NA | 16/08/2023 10:48:34 | NUSER2765 |  | As built |  | SC-118540105 | PBO-SRO-BPI-11665276-055 | 402-PBO055 | Customer | DSP THD_64 | SFR_FTTH_ZMD_Legacy | 18 - 20 - 18B - 18T - 20B RUE DES PARTOLLES 64320 LEE |  |  | ID-64329000008C;ID-64329000008D;ID-64329000008F;ID-64329000008I;ID-64329000008E |  | 5 | AUTRES | PB Chambre | GP FTTH | FTTH | [5 empty] | PBO-SRO-BPI-11665276-055 | 6 | CHAMBRE-132-FT/HABITATION/HABITATION/HABITATION | BPE-0124-64329-FT / PBO-SRO-BPI-11665276-055 / LEE | Rouge | Blanc | 1 | 6 | SRO-BPI-11665276 / BPE-0124-64329-FT / LEE | Turquoise | Blanc | 11 | 126 | B2-T2-MODULE-F | 6 | Vertical
B2-T2-MODULE-F | 7 | B2-T2-MODULE-C19 | B2-T2-MODULE-K7 | PBO-SRO-BPI-11665276-055 | PBO-SRO-BPI-11665276-055 | PBO-SRO-BPI-11665276-055 |  | Bleu | Rouge | NOK | OK | 363 | 363 |  |  | OK | [8 empty] | REFERENCE OK |  | 1: BPE-0124-FT | SRO-BPI-11665276 | NA | 16/08/2023 10:48:34 | NUSER2765 |  | As built |  | SC-118540105 | PBO-SRO-BPI-11665276-055 | 402-PBO055 | Customer | DSP THD_64 | SFR_FTTH_ZMD_Legacy | 18 - 20 - 18B - 18T - 20B RUE DES PARTOLLES 64320 LEE |  |  | ID-64329000008C;ID-64329000008D;ID-64329000008F;ID-64329000008I;ID-64329000008E |  | 5 | AUTRES | PB Chambre | GP FTTH | FTTH | [5 empty] | PBO-SRO-BPI-11665276-055 | 7 | CHAMBRE-132-FT/HABITATION/HABITATION/HABITATION | BPE-0124-64329-FT / PBO-SRO-BPI-11665276-055 / LEE | Bleu | Rouge | 2 | 7 | SRO-BPI-11665276 / BPE-0124-64329-FT / LEE | Turquoise | Orange | 11 | 127 | B2-T2-MODULE-F | 7 | Vertical
B2-T2-MODULE-F | 8 | B2-T2-MODULE-C20 | B2-T2-MODULE-K8 | PBO-SRO-BPI-11665276-055 | PBO-SRO-BPI-11665276-055 | PBO-SRO-BPI-11665276-055 |  | Bleu | Bleu | OK | OK | 364 | 363 |  |  | OK | [8 empty] | REFERENCE OK | [13 empty] | SRO-BPI-11665276 | NA | 16/08/2023 10:48:34 | NUSER2765 |  | As built |  | SC-118540105 | PBO-SRO-BPI-11665276-055 | 402-PBO055 | Customer | DSP THD_64 | SFR_FTTH_ZMD_Legacy | 18 - 20 - 18B - 18T - 20B RUE DES PARTOLLES 64320 LEE |  |  | ID-64329000008C;ID-64329000008D;ID-64329000008F;ID-64329000008I;ID-64329000008E |  | 5 | AUTRES | PB Chambre | GP FTTH | FTTH | [5 empty] | PBO-SRO-BPI-11665276-055 | 8 | CHAMBRE-132-FT/HABITATION/HABITATION/HABITATION | BPE-0124-64329-FT / PBO-SRO-BPI-11665276-055 / LEE | Bleu | Bleu | 2 | 8 | SRO-BPI-11665276 / BPE-0124-64329-FT / LEE | Turquoise | Gris | 11 | 128 | B2-T2-MODULE-F | 8 | Vertical
B2-T2-MODULE-F | 9 | B2-T2-MODULE-C21 | B2-T2-MODULE-K9 | PBO-SRO-BPI-11665276-055 | PBO-SRO-BPI-11665276-055 | PBO-SRO-BPI-11665276-055 |  | Bleu | Vert | OK | OK | 364 | 363 |  |  | OK | [8 empty] | REFERENCE OK | [13 empty] | SRO-BPI-11665276 | NA | 16/08/2023 10:48:34 | NUSER2765 |  | As built |  | SC-118540105 | PBO-SRO-BPI-11665276-055 | 402-PBO055 | Customer | DSP THD_64 | SFR_FTTH_ZMD_Legacy | 18 - 20 - 18B - 18T - 20B RUE DES PARTOLLES 64320 LEE |  |  | ID-64329000008C;ID-64329000008D;ID-64329000008F;ID-64329000008I;ID-64329000008E |  | 5 | AUTRES | PB Chambre | GP FTTH | FTTH | [5 empty] | PBO-SRO-BPI-11665276-055 | 9 | CHAMBRE-132-FT/HABITATION/HABITATION/HABITATION | BPE-0124-64329-FT / PBO-SRO-BPI-11665276-055 / LEE | Bleu | Vert | 2 | 9 | SRO-BPI-11665276 / BPE-0124-64329-FT / LEE | Turquoise | Marron | 11 | 129 | B2-T2-MODULE-F | 9 | Vertical
B2-T2-MODULE-F | 10 | B2-T2-MODULE-C22 | B2-T2-MODULE-K10 | PBO-SRO-BPI-11665276-055 | PBO-SRO-BPI-11665276-055 | PBO-SRO-BPI-11665276-055 |  | Bleu | Jaune | OK | OK | 364 | 363 |  |  | OK | [8 empty] | REFERENCE OK | [13 empty] | SRO-BPI-11665276 | NA | 16/08/2023 10:48:34 | NUSER2765 |  | As built |  | SC-118540105 | PBO-SRO-BPI-11665276-055 | 402-PBO055 | Customer | DSP THD_64 | SFR_FTTH_ZMD_Legacy | 18 - 20 - 18B - 18T - 20B RUE DES PARTOLLES 64320 LEE |  |  | ID-64329000008C;ID-64329000008D;ID-64329000008F;ID-64329000008I;ID-64329000008E |  | 5 | AUTRES | PB Chambre | GP FTTH | FTTH | [5 empty] | PBO-SRO-BPI-11665276-055 | 10 | CHAMBRE-132-FT/HABITATION/HABITATION/HABITATION | BPE-0124-64329-FT / PBO-SRO-BPI-11665276-055 / LEE | Bleu | Jaune | 2 | 10 | SRO-BPI-11665276 / BPE-0124-64329-FT / LEE | Turquoise | Noir | 11 | 130 | B2-T2-MODULE-F | 10 | Vertical
B2-T2-MODULE-F | 11 | B2-T2-MODULE-C23 | B2-T2-MODULE-K11 | PBO-SRO-BPI-11665276-055 | PBO-SRO-BPI-11665276-055 | PBO-SRO-BPI-11665276-055 |  | Bleu | Violet | OK | OK | 365 | 363 |  |  | OK | [8 empty] | REFERENCE OK | [13 empty] | SRO-BPI-11665276 | NA | 16/08/2023 10:48:34 | NUSER2765 |  | As built |  | SC-118540105 | PBO-SRO-BPI-11665276-055 | 402-PBO055 | Customer | DSP THD_64 | SFR_FTTH_ZMD_Legacy | 18 - 20 - 18B - 18T - 20B RUE DES PARTOLLES 64320 LEE |  |  | ID-64329000008C;ID-64329000008D;ID-64329000008F;ID-64329000008I;ID-64329000008E |  | 5 | AUTRES | PB Chambre | GP FTTH | FTTH | [5 empty] | PBO-SRO-BPI-11665276-055 | 11 | CHAMBRE-132-FT/HABITATION/HABITATION/HABITATION | BPE-0124-64329-FT / PBO-SRO-BPI-11665276-055 / LEE | Bleu | Violet | 2 | 11 | SRO-BPI-11665276 / BPE-0124-64329-FT / LEE | Turquoise | Turquoise | 11 | 131 | B2-T2-MODULE-F | 11 | Vertical
B2-T2-MODULE-F | 12 | B2-T2-MODULE-C24 | B2-T2-MODULE-K12 | PBO-SRO-BPI-11665276-055 | PBO-SRO-BPI-11665276-055 | PBO-SRO-BPI-11665276-055 |  | Bleu | Blanc | OK | OK | 364 | 363 |  |  | OK | [8 empty] | REFERENCE OK | [13 empty] | SRO-BPI-11665276 | NA | 16/08/2023 10:48:34 | NUSER2765 |  | As built |  | SC-118540105 | PBO-SRO-BPI-11665276-055 | 402-PBO055 | Customer | DSP THD_64 | SFR_FTTH_ZMD_Legacy | 18 - 20 - 18B - 18T - 20B RUE DES PARTOLLES 64320 LEE |  |  | ID-64329000008C;ID-64329000008D;ID-64329000008F;ID-64329000008I;ID-64329000008E |  | 5 | AUTRES | PB Chambre | GP FTTH | FTTH | [5 empty] | PBO-SRO-BPI-11665276-055 | 12 | CHAMBRE-132-FT/HABITATION/HABITATION/HABITATION | BPE-0124-64329-FT / PBO-SRO-BPI-11665276-055 / LEE | Bleu | Blanc | 2 | 12 | SRO-BPI-11665276 / BPE-0124-64329-FT / LEE | Turquoise | Rose | 11 | 132 | B2-T2-MODULE-F | 12 | Vertical
B2-T2-MODULE-F | 13 | - | B2-T2-MODULE-L1 | PBO-SRO-BPI-11665276-033 | PBO-SRO-BPI-11665276-033 | PBO-SRO-BPI-11665276-033 |  | Rouge | Rouge | OK | OK | 648 | 648 |  |  | OK | [22 empty] | SRO-BPI-11665276 | NA | 16/08/2023 10:48:34 | NUSER2765 |  | As built |  | SC-118540121 | PBO-SRO-BPI-11665276-033 | 402-PBO033 | Customer | DSP THD_64 | SFR_FTTH_ZMD_Legacy | 4 - 5 - 7 - 8 IMPASSE DES PARTOLLES 64320 LEE |  |  | ID-64329000009C;ID-64329000009G;ID-643290000094;ID-64329000009F |  | 5 | AUTRES | PB Aerien | GP FTTH | FTTH | HABITATION/HABITATION/HABITATION | TH-5110-3602 | New | Libre | 1 | PBO-SRO-BPI-11665276-033 | 1 | POTEAU-ERDF/HABITATION/HABITATION/HABITATION | PBO-SRO-BPI-11665276-032 / PBO-SRO-BPI-11665276-033 / LEE | Rouge | Rouge | 1 | 1 | SRO-BPI-11665276 / BPE-0128-64329-FT / LEE | Rouge | Rouge | 1 | 1 | B2-T2-MODULE-F | 13 | Vertical
B2-T2-MODULE-F | 14 | - | B2-T2-MODULE-L2 | PBO-SRO-BPI-11665276-033 | PBO-SRO-BPI-11665276-033 | PBO-SRO-BPI-11665276-033 |  | Rouge | Bleu | OK | OCCUPE | 649 |  |  |  | OK | [22 empty] | SRO-BPI-11665276 | NA | 16/08/2023 10:48:34 | NUSER2765 |  | As built |  | SC-118540121 | PBO-SRO-BPI-11665276-033 | 402-PBO033 | Customer | DSP THD_64 | SFR_FTTH_ZMD_Legacy | 4 - 5 - 7 - 8 IMPASSE DES PARTOLLES 64320 LEE |  |  | ID-64329000009C;ID-64329000009G;ID-643290000094;ID-64329000009F |  | 5 | AUTRES | PB Aerien | GP FTTH | FTTH | HABITATION/HABITATION/HABITATION | TH-5110-3613 | As built | Mutualise | 1 | PBO-SRO-BPI-11665276-033 | 2 | POTEAU-ERDF/HABITATION/HABITATION/HABITATION | PBO-SRO-BPI-11665276-032 / PBO-SRO-BPI-11665276-033 / LEE | Rouge | Bleu | 1 | 2 | SRO-BPI-11665276 / BPE-0128-64329-FT / LEE | Rouge | Bleu | 1 | 2 | B2-T2-MODULE-F | 14 | Vertical | Mutualise - TH51103613 | Pigtail | As built
B2-T2-MODULE-F | 15 | - | B2-T2-MODULE-L3 | PBO-SRO-BPI-11665276-033 | PBO-SRO-BPI-11665276-033 | PBO-SRO-BPI-11665276-033 |  | Rouge | Vert | OK | OK | 648 | 648 |  |  | OK | [22 empty] | SRO-BPI-11665276 | NA | 16/08/2023 10:48:34 | NUSER2765 |  | As built |  | SC-118540121 | PBO-SRO-BPI-11665276-033 | 402-PBO033 | Customer | DSP THD_64 | SFR_FTTH_ZMD_Legacy | 4 - 5 - 7 - 8 IMPASSE DES PARTOLLES 64320 LEE |  |  | ID-64329000009C;ID-64329000009G;ID-643290000094;ID-64329000009F |  | 5 | AUTRES | PB Aerien | GP FTTH | FTTH | HABITATION/HABITATION/HABITATION | TH-5110-3624 | New | Libre | 1 | PBO-SRO-BPI-11665276-033 | 3 | POTEAU-ERDF/HABITATION/HABITATION/HABITATION | PBO-SRO-BPI-11665276-032 / PBO-SRO-BPI-11665276-033 / LEE | Rouge | Vert | 1 | 3 | SRO-BPI-11665276 / BPE-0128-64329-FT / LEE | Rouge | Vert | 1 | 3 | B2-T2-MODULE-F | 15 | Vertical
B2-T2-MODULE-F | 16 | - | B2-T2-MODULE-L4 | PBO-SRO-BPI-11665276-033 | PBO-SRO-BPI-11665276-033 | PBO-SRO-BPI-11665276-033 |  | Rouge | Jaune | OK | OK | 648 | 648 |  |  | OK | [22 empty] | SRO-BPI-11665276 | NA | 16/08/2023 10:48:34 | NUSER2765 |  | As built |  | SC-118540121 | PBO-SRO-BPI-11665276-033 | 402-PBO033 | Customer | DSP THD_64 | SFR_FTTH_ZMD_Legacy | 4 - 5 - 7 - 8 IMPASSE DES PARTOLLES 64320 LEE |  |  | ID-64329000009C;ID-64329000009G;ID-643290000094;ID-64329000009F |  | 5 | AUTRES | PB Aerien | GP FTTH | FTTH | HABITATION/HABITATION/HABITATION | TH-5110-3635 | New | Libre | 1 | PBO-SRO-BPI-11665276-033 | 4 | POTEAU-ERDF/HABITATION/HABITATION/HABITATION | PBO-SRO-BPI-11665276-032 / PBO-SRO-BPI-11665276-033 / LEE | Rouge | Jaune | 1 | 4 | SRO-BPI-11665276 / BPE-0128-64329-FT / LEE | Rouge | Jaune | 1 | 4 | B2-T2-MODULE-F | 16 | Vertical
B2-T2-MODULE-F | 17 | - | B2-T2-MODULE-L5 | PBO-SRO-BPI-11665276-033 | PBO-SRO-BPI-11665276-033 | PBO-SRO-BPI-11665276-033 |  | Rouge | Violet | OK | OCCUPE | 647 |  |  |  | OK | [22 empty] | SRO-BPI-11665276 | NA | 16/08/2023 10:48:34 | NUSER2765 |  | As built |  | SC-118540121 | PBO-SRO-BPI-11665276-033 | 402-PBO033 | Customer | DSP THD_64 | SFR_FTTH_ZMD_Legacy | 4 - 5 - 7 - 8 IMPASSE DES PARTOLLES 64320 LEE |  |  | ID-64329000009C;ID-64329000009G;ID-643290000094;ID-64329000009F |  | 5 | AUTRES | PB Aerien | GP FTTH | FTTH | HABITATION/HABITATION/HABITATION | TH-5110-3646 | New | Libre | 1 | PBO-SRO-BPI-11665276-033 | 5 | POTEAU-ERDF/HABITATION/HABITATION/HABITATION | PBO-SRO-BPI-11665276-032 / PBO-SRO-BPI-11665276-033 / LEE | Rouge | Violet | 1 | 5 | SRO-BPI-11665276 / BPE-0128-64329-FT / LEE | Rouge | Violet | 1 | 5 | B2-T2-MODULE-F | 17 | Vertical
B2-T2-MODULE-F | 18 | - | B2-T2-MODULE-L6 | PBO-SRO-BPI-11665276-033 | PBO-SRO-BPI-11665276-033 | PBO-SRO-BPI-11665276-033 |  | Rouge | Blanc | OK | OK | 648 | 648 |  |  | OK | [22 empty] | SRO-BPI-11665276 | NA | 16/08/2023 10:48:34 | NUSER2765 |  | As built |  | SC-118540121 | PBO-SRO-BPI-11665276-033 | 402-PBO033 | Customer | DSP THD_64 | SFR_FTTH_ZMD_Legacy | 4 - 5 - 7 - 8 IMPASSE DES PARTOLLES 64320 LEE |  |  | ID-64329000009C;ID-64329000009G;ID-643290000094;ID-64329000009F |  | 5 | AUTRES | PB Aerien | GP FTTH | FTTH | [5 empty] | PBO-SRO-BPI-11665276-033 | 6 | POTEAU-ERDF/HABITATION/HABITATION/HABITATION | PBO-SRO-BPI-11665276-032 / PBO-SRO-BPI-11665276-033 / LEE | Rouge | Blanc | 1 | 6 | SRO-BPI-11665276 / BPE-0128-64329-FT / LEE | Rouge | Blanc | 1 | 6 | B2-T2-MODULE-F | 18 | Vertical
B2-T2-MODULE-F | 19 | - | B2-T2-MODULE-L7 | PBO-SRO-BPI-11665276-034 | PBO-SRO-BPI-11665276-034 | PBO-SRO-BPI-11665276-034 |  | Rouge | Rouge | OCCUPE | OCCUPE |  |  | bleu |  | OCCUPE | [22 empty] | SRO-BPI-11665276 | NA | 14/06/2024 11:47:34 | E0067558 |  | As built |  | SC-118540126 | PBO-SRO-BPI-11665276-034 | 402-PBO034 | Customer | DSP THD_64 | SFR_FTTH_ZMD_Legacy | 1 - 3 - 4 - 6 - 8 - 4B RUE DES PARTOLLES 64320 LEE |  |  | ID-64329000008U;ID-643290000095;ID-64329000008M;ID-64329000008Q;ID-64329000009E;ID-64329000008X |  | 7 | AUTRES | PB Aerien | GP FTTH | FTTH | HABITATION/HABITATION/HABITATION | TH-5110-3888 | As built | Utilise | 1 | PBO-SRO-BPI-11665276-034 | 1 | CHAMBRE-121-FT/HABITATION/HABITATION/HABITATION | PBO-SRO-BPI-11665276-032 / PBO-SRO-BPI-11665276-034 / LEE | Rouge | Rouge | 1 | 1 | SRO-BPI-11665276 / BPE-0128-64329-FT / LEE | Rouge | Orange | 1 | 7 | B2-T2-MODULE-F | 19 | Vertical | TH51103888 | Jumper | As built | Utilise | B1-T2-SPL-1*64-03-OUT | 18 | Horizontal | SPL-1*64-03 | OptSplitter |  | 18 | 1x64 | [5 empty] | PIG9648553 | Pigtail | B2-T6-MODULE-TRANSPORT-A | 3 | Indetermine | BPE_0011-SFR / SRO-BPI-11665276 / LEE | Rouge | Vert | 1 | 3
B2-T2-MODULE-F | 20 | - | B2-T2-MODULE-L8 | PBO-SRO-BPI-11665276-034 | PBO-SRO-BPI-11665276-034 | PBO-SRO-BPI-11665276-034 |  | Rouge | Bleu | OCCUPE | OK |  | 606 | bleu |  | OCCUPE | [22 empty] | SRO-BPI-11665276 | NA | 14/06/2024 11:47:34 | E0067558 |  | As built |  | SC-118540126 | PBO-SRO-BPI-11665276-034 | 402-PBO034 | Customer | DSP THD_64 | SFR_FTTH_ZMD_Legacy | 1 - 3 - 4 - 6 - 8 - 4B RUE DES PARTOLLES 64320 LEE |  |  | ID-64329000008U;ID-643290000095;ID-64329000008M;ID-64329000008Q;ID-64329000009E;ID-64329000008X |  | 7 | AUTRES | PB Aerien | GP FTTH | FTTH | HABITATION/HABITATION/HABITATION | TH-5110-3899 | As built | Utilise | 1 | PBO-SRO-BPI-11665276-034 | 2 | CHAMBRE-121-FT/HABITATION/HABITATION/HABITATION | PBO-SRO-BPI-11665276-032 / PBO-SRO-BPI-11665276-034 / LEE | Rouge | Bleu | 1 | 2 | SRO-BPI-11665276 / BPE-0128-64329-FT / LEE | Rouge | Gris | 1 | 8 | B2-T2-MODULE-F | 20 | Vertical | TH51103899 | Jumper | As built | Utilise | B1-T2-SPL-1*64-03-OUT | 21 | Horizontal | SPL-1*64-03 | OptSplitter |  | 21 | 1x64 | [5 empty] | PIG9648553 | Pigtail | B2-T6-MODULE-TRANSPORT-A | 3 | Indetermine | BPE_0011-SFR / SRO-BPI-11665276 / LEE | Rouge | Vert | 1 | 3
B2-T2-MODULE-F | 21 | - | B2-T2-MODULE-L9 | PBO-SRO-BPI-11665276-034 | PBO-SRO-BPI-11665276-034 | PBO-SRO-BPI-11665276-034 |  | Rouge | Vert | NOK | OK | 609 | 606 |  |  | OK | [10 empty] | 1: BPE-0029-FT | SRO-BPI-11665276 | NA | 14/06/2024 11:47:34 | E0067558 |  | As built |  | SC-118540126 | PBO-SRO-BPI-11665276-034 | 402-PBO034 | Customer | DSP THD_64 | SFR_FTTH_ZMD_Legacy | 1 - 3 - 4 - 6 - 8 - 4B RUE DES PARTOLLES 64320 LEE |  |  | ID-64329000008U;ID-643290000095;ID-64329000008M;ID-64329000008Q;ID-64329000009E;ID-64329000008X |  | 7 | AUTRES | PB Aerien | GP FTTH | FTTH | HABITATION/HABITATION/HABITATION | TH-5110-3877 | New | Libre | 1 | PBO-SRO-BPI-11665276-034 | 3 | CHAMBRE-121-FT/HABITATION/HABITATION/HABITATION | PBO-SRO-BPI-11665276-032 / PBO-SRO-BPI-11665276-034 / LEE | Rouge | Vert | 1 | 3 | SRO-BPI-11665276 / BPE-0128-64329-FT / LEE | Rouge | Marron | 1 | 9 | B2-T2-MODULE-F | 21 | Vertical
B2-T2-MODULE-F | 22 | - | B2-T2-MODULE-L10 | PBO-SRO-BPI-11665276-034 | PBO-SRO-BPI-11665276-034 | PBO-SRO-BPI-11665276-034 |  | Rouge | Jaune | OK | OK | 609 | 606 |  |  | OK | [22 empty] | SRO-BPI-11665276 | NA | 14/06/2024 11:47:34 | E0067558 |  | As built |  | SC-118540126 | PBO-SRO-BPI-11665276-034 | 402-PBO034 | Customer | DSP THD_64 | SFR_FTTH_ZMD_Legacy | 1 - 3 - 4 - 6 - 8 - 4B RUE DES PARTOLLES 64320 LEE |  |  | ID-64329000008U;ID-643290000095;ID-64329000008M;ID-64329000008Q;ID-64329000009E;ID-64329000008X |  | 7 | AUTRES | PB Aerien | GP FTTH | FTTH | HABITATION/HABITATION/HABITATION | TH-5110-3910 | New | Libre | 1 | PBO-SRO-BPI-11665276-034 | 4 | CHAMBRE-121-FT/HABITATION/HABITATION/HABITATION | PBO-SRO-BPI-11665276-032 / PBO-SRO-BPI-11665276-034 / LEE | Rouge | Jaune | 1 | 4 | SRO-BPI-11665276 / BPE-0128-64329-FT / LEE | Rouge | Noir | 1 | 10 | B2-T2-MODULE-F | 22 | Vertical
B2-T2-MODULE-F | 23 | - | B2-T2-MODULE-L11 | PBO-SRO-BPI-11665276-034 | PBO-SRO-BPI-11665276-034 | PBO-SRO-BPI-11665276-034 |  | Rouge | Violet | OK | OK | 609 | 606 |  |  | OK | [22 empty] | SRO-BPI-11665276 | NA | 14/06/2024 11:47:34 | E0067558 |  | As built |  | SC-118540126 | PBO-SRO-BPI-11665276-034 | 402-PBO034 | Customer | DSP THD_64 | SFR_FTTH_ZMD_Legacy | 1 - 3 - 4 - 6 - 8 - 4B RUE DES PARTOLLES 64320 LEE |  |  | ID-64329000008U;ID-643290000095;ID-64329000008M;ID-64329000008Q;ID-64329000009E;ID-64329000008X |  | 7 | AUTRES | PB Aerien | GP FTTH | FTTH | HABITATION/HABITATION/HABITATION | TH-5110-3921 | New | Libre | 1 | PBO-SRO-BPI-11665276-034 | 5 | CHAMBRE-121-FT/HABITATION/HABITATION/HABITATION | PBO-SRO-BPI-11665276-032 / PBO-SRO-BPI-11665276-034 / LEE | Rouge | Violet | 1 | 5 | SRO-BPI-11665276 / BPE-0128-64329-FT / LEE | Rouge | Turquoise | 1 | 11 | B2-T2-MODULE-F | 23 | Vertical
B2-T2-MODULE-F | 24 | - | B2-T2-MODULE-L12 | PBO-SRO-BPI-11665276-034 | PBO-SRO-BPI-11665276-034 | PBO-SRO-BPI-11665276-034 |  | Rouge | Blanc | OK | OK | 609 | 606 |  |  | OK | [22 empty] | SRO-BPI-11665276 | NA | 14/06/2024 11:47:34 | E0067558 |  | As built |  | SC-118540126 | PBO-SRO-BPI-11665276-034 | 402-PBO034 | Customer | DSP THD_64 | SFR_FTTH_ZMD_Legacy | 1 - 3 - 4 - 6 - 8 - 4B RUE DES PARTOLLES 64320 LEE |  |  | ID-64329000008U;ID-643290000095;ID-64329000008M;ID-64329000008Q;ID-64329000009E;ID-64329000008X |  | 7 | AUTRES | PB Aerien | GP FTTH | FTTH | HABITATION/HABITATION/HABITATION | TH-5110-3932 | New | Libre | 1 | PBO-SRO-BPI-11665276-034 | 6 | CHAMBRE-121-FT/HABITATION/HABITATION/HABITATION | PBO-SRO-BPI-11665276-032 / PBO-SRO-BPI-11665276-034 / LEE | Rouge | Blanc | 1 | 6 | SRO-BPI-11665276 / BPE-0128-64329-FT / LEE | Rouge | Rose | 1 | 12 | B2-T2-MODULE-F | 24 | Vertical
B2-T3-MODULE-A | 1 | B2-T3-MODULE-A1 | B2-T3-MODULE-A1 | PBO-SRO-BPI-11665276-034 | PBO-SRO-BPI-11665276-034 | PBO-SRO-BPI-11665276-034 |  | Bleu | Rouge | OK | OCCUPE | 610 |  |  |  | OK | [22 empty] | SRO-BPI-11665276 | NA | 14/06/2024 11:47:34 | E0067558 |  | As built |  | SC-118540126 | PBO-SRO-BPI-11665276-034 | 402-PBO034 | Customer | DSP THD_64 | SFR_FTTH_ZMD_Legacy | 1 - 3 - 4 - 6 - 8 - 4B RUE DES PARTOLLES 64320 LEE |  |  | ID-64329000008U;ID-643290000095;ID-64329000008M;ID-64329000008Q;ID-64329000009E;ID-64329000008X |  | 7 | AUTRES | PB Aerien | GP FTTH | FTTH | HABITATION/HABITATION/HABITATION | TH-5110-3943 | New | Libre | 1 | PBO-SRO-BPI-11665276-034 | 7 | CHAMBRE-121-FT/HABITATION/HABITATION/HABITATION | PBO-SRO-BPI-11665276-032 / PBO-SRO-BPI-11665276-034 / LEE | Bleu | Rouge | 2 | 7 | SRO-BPI-11665276 / BPE-0128-64329-FT / LEE | Bleu | Rouge | 2 | 13 | B2-T3-MODULE-A | 1 | Vertical
B2-T3-MODULE-A | 2 | B2-T3-MODULE-A2 | B2-T3-MODULE-A2 | PBO-SRO-BPI-11665276-034 | PBO-SRO-BPI-11665276-034 | PBO-SRO-BPI-11665276-034 |  | Bleu | Bleu | OK | OCCUPE | 610 |  |  |  | OK | [22 empty] | SRO-BPI-11665276 | NA | 14/06/2024 11:47:34 | E0067558 |  | As built |  | SC-118540126 | PBO-SRO-BPI-11665276-034 | 402-PBO034 | Customer | DSP THD_64 | SFR_FTTH_ZMD_Legacy | 1 - 3 - 4 - 6 - 8 - 4B RUE DES PARTOLLES 64320 LEE |  |  | ID-64329000008U;ID-643290000095;ID-64329000008M;ID-64329000008Q;ID-64329000009E;ID-64329000008X |  | 7 | AUTRES | PB Aerien | GP FTTH | FTTH | [5 empty] | PBO-SRO-BPI-11665276-034 | 8 | CHAMBRE-121-FT/HABITATION/HABITATION/HABITATION | PBO-SRO-BPI-11665276-032 / PBO-SRO-BPI-11665276-034 / LEE | Bleu | Bleu | 2 | 8 | SRO-BPI-11665276 / BPE-0128-64329-FT / LEE | Bleu | Bleu | 2 | 14 | B2-T3-MODULE-A | 2 | Vertical
B2-T3-MODULE-A | 3 | B2-T3-MODULE-A3 | B2-T3-MODULE-A3 | PBO-SRO-BPI-11665276-034 | PBO-SRO-BPI-11665276-034 | PBO-SRO-BPI-11665276-034 |  | Bleu | Vert | OK | OK | 610 | 606 |  |  | OK | [22 empty] | SRO-BPI-11665276 | NA | 14/06/2024 11:47:34 | E0067558 |  | As built |  | SC-118540126 | PBO-SRO-BPI-11665276-034 | 402-PBO034 | Customer | DSP THD_64 | SFR_FTTH_ZMD_Legacy | 1 - 3 - 4 - 6 - 8 - 4B RUE DES PARTOLLES 64320 LEE |  |  | ID-64329000008U;ID-643290000095;ID-64329000008M;ID-64329000008Q;ID-64329000009E;ID-64329000008X |  | 7 | AUTRES | PB Aerien | GP FTTH | FTTH | [5 empty] | PBO-SRO-BPI-11665276-034 | 9 | CHAMBRE-121-FT/HABITATION/HABITATION/HABITATION | PBO-SRO-BPI-11665276-032 / PBO-SRO-BPI-11665276-034 / LEE | Bleu | Vert | 2 | 9 | SRO-BPI-11665276 / BPE-0128-64329-FT / LEE | Bleu | Vert | 2 | 15 | B2-T3-MODULE-A | 3 | Vertical
B2-T3-MODULE-A | 4 | B2-T3-MODULE-A4 | B2-T3-MODULE-A4 | PBO-SRO-BPI-11665276-034 | PBO-SRO-BPI-11665276-034 | PBO-SRO-BPI-11665276-034 |  | Bleu | Jaune | OK | OK | 611 | 606 |  |  | OK | [22 empty] | SRO-BPI-11665276 | NA | 14/06/2024 11:47:34 | E0067558 |  | As built |  | SC-118540126 | PBO-SRO-BPI-11665276-034 | 402-PBO034 | Customer | DSP THD_64 | SFR_FTTH_ZMD_Legacy | 1 - 3 - 4 - 6 - 8 - 4B RUE DES PARTOLLES 64320 LEE |  |  | ID-64329000008U;ID-643290000095;ID-64329000008M;ID-64329000008Q;ID-64329000009E;ID-64329000008X |  | 7 | AUTRES | PB Aerien | GP FTTH | FTTH | [5 empty] | PBO-SRO-BPI-11665276-034 | 10 | CHAMBRE-121-FT/HABITATION/HABITATION/HABITATION | PBO-SRO-BPI-11665276-032 / PBO-SRO-BPI-11665276-034 / LEE | Bleu | Jaune | 2 | 10 | SRO-BPI-11665276 / BPE-0128-64329-FT / LEE | Bleu | Jaune | 2 | 16 | B2-T3-MODULE-A | 4 | Vertical
B2-T3-MODULE-A | 5 | B2-T3-MODULE-A5 | B2-T3-MODULE-A5 | PBO-SRO-BPI-11665276-034 | PBO-SRO-BPI-11665276-034 | PBO-SRO-BPI-11665276-034 |  | Bleu | Violet | OK | OK | 611 | 606 |  |  | OK | [22 empty] | SRO-BPI-11665276 | NA | 14/06/2024 11:47:34 | E0067558 |  | As built |  | SC-118540126 | PBO-SRO-BPI-11665276-034 | 402-PBO034 | Customer | DSP THD_64 | SFR_FTTH_ZMD_Legacy | 1 - 3 - 4 - 6 - 8 - 4B RUE DES PARTOLLES 64320 LEE |  |  | ID-64329000008U;ID-643290000095;ID-64329000008M;ID-64329000008Q;ID-64329000009E;ID-64329000008X |  | 7 | AUTRES | PB Aerien | GP FTTH | FTTH | [5 empty] | PBO-SRO-BPI-11665276-034 | 11 | CHAMBRE-121-FT/HABITATION/HABITATION/HABITATION | PBO-SRO-BPI-11665276-032 / PBO-SRO-BPI-11665276-034 / LEE | Bleu | Violet | 2 | 11 | SRO-BPI-11665276 / BPE-0128-64329-FT / LEE | Bleu | Violet | 2 | 17 | B2-T3-MODULE-A | 5 | Vertical
B2-T3-MODULE-A | 6 | B2-T3-MODULE-A6 | B2-T3-MODULE-A6 | PBO-SRO-BPI-11665276-034 | PBO-SRO-BPI-11665276-034 | PBO-SRO-BPI-11665276-034 |  | Bleu | Blanc | OK | OCCUPE | 610 |  |  |  | OK | [22 empty] | SRO-BPI-11665276 | NA | 14/06/2024 11:47:34 | E0067558 |  | As built |  | SC-118540126 | PBO-SRO-BPI-11665276-034 | 402-PBO034 | Customer | DSP THD_64 | SFR_FTTH_ZMD_Legacy | 1 - 3 - 4 - 6 - 8 - 4B RUE DES PARTOLLES 64320 LEE |  |  | ID-64329000008U;ID-643290000095;ID-64329000008M;ID-64329000008Q;ID-64329000009E;ID-64329000008X |  | 7 | AUTRES | PB Aerien | GP FTTH | FTTH | [5 empty] | PBO-SRO-BPI-11665276-034 | 12 | CHAMBRE-121-FT/HABITATION/HABITATION/HABITATION | PBO-SRO-BPI-11665276-032 / PBO-SRO-BPI-11665276-034 / LEE | Bleu | Blanc | 2 | 12 | SRO-BPI-11665276 / BPE-0128-64329-FT / LEE | Bleu | Blanc | 2 | 18 | B2-T3-MODULE-A | 6 | Vertical
B2-T3-MODULE-A | 7 | B2-T3-MODULE-A7 | B2-T3-MODULE-A7 | PBO-SRO-BPI-11665276-032 | PBO-SRO-BPI-11665276-032 | PBO-SRO-BPI-11665276-032 |  | Jaune | Rouge | OK | OCCUPE | 525 |  |  |  | OK | [22 empty] | SRO-BPI-11665276 | NA | 16/08/2023 10:48:34 | NUSER2765 |  | As built |  | SC-118540122 | PBO-SRO-BPI-11665276-032 | 402-PBO032 | Customer | DSP THD_64 | SFR_FTTH_ZMD_Legacy | 1 - 2 - 3 - 5 - 10 IMPASSE DES PARTOLLES ; 1 - 2 - 3 - 5 - 10 RUE DES PARTOLLES 64320 LEE |  |  | ID-64329000008K;ID-64329000009A;ID-64329000009H;ID-64329000008R;ID-6432900000E0 |  | 5 | AUTRES | PB Aerien | GP FTTH | FTTH | HABITATION/HABITATION/HABITATION | TH-5110-3657 | Proposed | Reserve | 1 | PBO-SRO-BPI-11665276-032 | 1 | POTEAU-ERDF/HABITATION/HABITATION/HABITATION | PBO-SRO-BPI-11665276-030 / PBO-SRO-BPI-11665276-032 / LEE | Jaune | Rouge | 4 | 19 | SRO-BPI-11665276 / BPE-0128-64329-FT / LEE | Bleu | Orange | 2 | 19 | B2-T3-MODULE-A | 7 | Vertical
B2-T3-MODULE-A | 8 | B2-T3-MODULE-A8 | B2-T3-MODULE-A8 | PBO-SRO-BPI-11665276-032 | PBO-SRO-BPI-11665276-032 | PBO-SRO-BPI-11665276-032 |  | Jaune | Bleu | OCCUPE | OCCUPE |  |  | orange |  | OCCUPE | [22 empty] | SRO-BPI-11665276 | NA | 16/08/2023 10:48:34 | NUSER2765 |  | As built |  | SC-118540122 | PBO-SRO-BPI-11665276-032 | 402-PBO032 | Customer | DSP THD_64 | SFR_FTTH_ZMD_Legacy | 1 - 2 - 3 - 5 - 10 IMPASSE DES PARTOLLES ; 1 - 2 - 3 - 5 - 10 RUE DES PARTOLLES 64320 LEE |  |  | ID-64329000008K;ID-64329000009A;ID-64329000009H;ID-64329000008R;ID-6432900000E0 |  | 5 | AUTRES | PB Aerien | GP FTTH | FTTH | HABITATION/HABITATION/HABITATION | TH-5110-3668 | As built | Mutualise | 1 | PBO-SRO-BPI-11665276-032 | 2 | POTEAU-ERDF/HABITATION/HABITATION/HABITATION | PBO-SRO-BPI-11665276-030 / PBO-SRO-BPI-11665276-032 / LEE | Jaune | Bleu | 4 | 20 | SRO-BPI-11665276 / BPE-0128-64329-FT / LEE | Bleu | Gris | 2 | 20 | B2-T3-MODULE-A | 8 | Vertical | Mutualise - TH51103668 | Pigtail | As built
B2-T3-MODULE-A | 9 | B2-T3-MODULE-A9 | B2-T3-MODULE-A9 | PBO-SRO-BPI-11665276-032 | PBO-SRO-BPI-11665276-032 | PBO-SRO-BPI-11665276-032 |  | Jaune | Vert | OK | OCCUPE | 527 |  |  |  | OK | [22 empty] | SRO-BPI-11665276 | NA | 16/08/2023 10:48:34 | NUSER2765 |  | As built |  | SC-118540122 | PBO-SRO-BPI-11665276-032 | 402-PBO032 | Customer | DSP THD_64 | SFR_FTTH_ZMD_Legacy | 1 - 2 - 3 - 5 - 10 IMPASSE DES PARTOLLES ; 1 - 2 - 3 - 5 - 10 RUE DES PARTOLLES 64320 LEE |  |  | ID-64329000008K;ID-64329000009A;ID-64329000009H;ID-64329000008R;ID-6432900000E0 |  | 5 | AUTRES | PB Aerien | GP FTTH | FTTH | HABITATION/HABITATION/HABITATION | TH-5110-3679 | As built | Utilise | 1 | PBO-SRO-BPI-11665276-032 | 3 | POTEAU-ERDF/HABITATION/HABITATION/HABITATION | PBO-SRO-BPI-11665276-030 / PBO-SRO-BPI-11665276-032 / LEE | Jaune | Vert | 4 | 21 | SRO-BPI-11665276 / BPE-0128-64329-FT / LEE | Bleu | Marron | 2 | 21 | B2-T3-MODULE-A | 9 | Vertical | TH51103679 | Jumper | As built | Utilise | B1-T2-SPL-1*64-03-OUT | 35 | Horizontal | SPL-1*64-03 | OptSplitter |  | 35 | 1x64 | [5 empty] | PIG9648553 | Pigtail | B2-T6-MODULE-TRANSPORT-A | 3 | Indetermine | BPE_0011-SFR / SRO-BPI-11665276 / LEE | Rouge | Vert | 1 | 3
B2-T3-MODULE-A | 10 | B2-T3-MODULE-A10 | B2-T3-MODULE-A10 | PBO-SRO-BPI-11665276-032 | PBO-SRO-BPI-11665276-032 | PBO-SRO-BPI-11665276-032 |  | Jaune | Jaune | OK | OK | 526 | 520 |  |  | OK | [22 empty] | SRO-BPI-11665276 | NA | 16/08/2023 10:48:34 | NUSER2765 |  | As built |  | SC-118540122 | PBO-SRO-BPI-11665276-032 | 402-PBO032 | Customer | DSP THD_64 | SFR_FTTH_ZMD_Legacy | 1 - 2 - 3 - 5 - 10 IMPASSE DES PARTOLLES ; 1 - 2 - 3 - 5 - 10 RUE DES PARTOLLES 64320 LEE |  |  | ID-64329000008K;ID-64329000009A;ID-64329000009H;ID-64329000008R;ID-6432900000E0 |  | 5 | AUTRES | PB Aerien | GP FTTH | FTTH | HABITATION/HABITATION/HABITATION | TH-5110-3690 | New | Libre | 1 | PBO-SRO-BPI-11665276-032 | 4 | POTEAU-ERDF/HABITATION/HABITATION/HABITATION | PBO-SRO-BPI-11665276-030 / PBO-SRO-BPI-11665276-032 / LEE | Jaune | Jaune | 4 | 22 | SRO-BPI-11665276 / BPE-0128-64329-FT / LEE | Bleu | Noir | 2 | 22 | B2-T3-MODULE-A | 10 | Vertical
B2-T3-MODULE-A | 11 | B2-T3-MODULE-A11 | B2-T3-MODULE-A11 | PBO-SRO-BPI-11665276-032 | PBO-SRO-BPI-11665276-032 | PBO-SRO-BPI-11665276-032 |  | Jaune | Violet | OK | OK | 524 | 520 |  |  | OK | [22 empty] | SRO-BPI-11665276 | NA | 16/08/2023 10:48:34 | NUSER2765 |  | As built |  | SC-118540122 | PBO-SRO-BPI-11665276-032 | 402-PBO032 | Customer | DSP THD_64 | SFR_FTTH_ZMD_Legacy | 1 - 2 - 3 - 5 - 10 IMPASSE DES PARTOLLES ; 1 - 2 - 3 - 5 - 10 RUE DES PARTOLLES 64320 LEE |  |  | ID-64329000008K;ID-64329000009A;ID-64329000009H;ID-64329000008R;ID-6432900000E0 |  | 5 | AUTRES | PB Aerien | GP FTTH | FTTH | HABITATION/HABITATION/HABITATION | TH-5110-3701 | New | Libre | 1 | PBO-SRO-BPI-11665276-032 | 5 | POTEAU-ERDF/HABITATION/HABITATION/HABITATION | PBO-SRO-BPI-11665276-030 / PBO-SRO-BPI-11665276-032 / LEE | Jaune | Violet | 4 | 23 | SRO-BPI-11665276 / BPE-0128-64329-FT / LEE | Bleu | Turquoise | 2 | 23 | B2-T3-MODULE-A | 11 | Vertical
B2-T3-MODULE-A | 12 | B2-T3-MODULE-A12 | B2-T3-MODULE-A12 | PBO-SRO-BPI-11665276-032 | PBO-SRO-BPI-11665276-032 | PBO-SRO-BPI-11665276-032 |  | Jaune | Blanc | OK | OCCUPE | 525 |  |  |  | OK | [22 empty] | SRO-BPI-11665276 | NA | 16/08/2023 10:48:34 | NUSER2765 |  | As built |  | SC-118540122 | PBO-SRO-BPI-11665276-032 | 402-PBO032 | Customer | DSP THD_64 | SFR_FTTH_ZMD_Legacy | 1 - 2 - 3 - 5 - 10 IMPASSE DES PARTOLLES ; 1 - 2 - 3 - 5 - 10 RUE DES PARTOLLES 64320 LEE |  |  | ID-64329000008K;ID-64329000009A;ID-64329000009H;ID-64329000008R;ID-6432900000E0 |  | 5 | AUTRES | PB Aerien | GP FTTH | FTTH | [5 empty] | PBO-SRO-BPI-11665276-032 | 6 | POTEAU-ERDF/HABITATION/HABITATION/HABITATION | PBO-SRO-BPI-11665276-030 / PBO-SRO-BPI-11665276-032 / LEE | Jaune | Blanc | 4 | 24 | SRO-BPI-11665276 / BPE-0128-64329-FT / LEE | Bleu | Rose | 2 | 24 | B2-T3-MODULE-A | 12 | Vertical
B2-T3-MODULE-A | 13 | - | B2-T3-MODULE-B1 | PBO-SRO-BPI-11665276-030 | PBO-SRO-BPI-11665276-030 | PBO-SRO-BPI-11665276-030 |  | Violet | Rouge | OCCUPE | OCCUPE |  |  | bleu |  | OCCUPE | [22 empty] | SRO-BPI-11665276 | NA | 16/08/2023 10:48:34 | NUSER2765 |  | As built |  | SC-118540123 | PBO-SRO-BPI-11665276-030 | 402-PBO030 | Customer | DSP THD_64 | SFR_FTTH_ZMD_Legacy | 11 - 13 - 17 - 22 - 28 RUE DES PARTOLLES 64320 LEE |  |  | ID-64329000008S;ID-643290000092;ID-64329000009D;ID-64329000008N;ID-643290000099 |  | 5 | AUTRES | PB Aerien | GP FTTH | FTTH | HABITATION/HABITATION/HABITATION | TH-5110-3723 | As built | Utilise | 1 | PBO-SRO-BPI-11665276-030 | 1 | POTEAU-ERDF/HABITATION/HABITATION/HABITATION | BPE-0029-64329-ERDF / PBO-SRO-BPI-11665276-030 / LEE | Violet | Rouge | 5 | 25 | SRO-BPI-11665276 / BPE-0128-64329-FT / LEE | Vert | Rouge | 3 | 25 | B2-T3-MODULE-A | 13 | Vertical | TH51103723 | Jumper | As built | Utilise | B1-T2-SPL-1*64-03-OUT | 24 | Horizontal | SPL-1*64-03 | OptSplitter |  | 24 | 1x64 | [5 empty] | PIG9648553 | Pigtail | B2-T6-MODULE-TRANSPORT-A | 3 | Indetermine | BPE_0011-SFR / SRO-BPI-11665276 / LEE | Rouge | Vert | 1 | 3
B2-T3-MODULE-A | 14 | - | B2-T3-MODULE-B2 | PBO-SRO-BPI-11665276-030 | PBO-SRO-BPI-11665276-030 | PBO-SRO-BPI-11665276-030 |  | Violet | Bleu | OCCUPE | OCCUPE |  |  | orange |  | OCCUPE | [22 empty] | SRO-BPI-11665276 | NA | 16/08/2023 10:48:34 | NUSER2765 |  | As built |  | SC-118540123 | PBO-SRO-BPI-11665276-030 | 402-PBO030 | Customer | DSP THD_64 | SFR_FTTH_ZMD_Legacy | 11 - 13 - 17 - 22 - 28 RUE DES PARTOLLES 64320 LEE |  |  | ID-64329000008S;ID-643290000092;ID-64329000009D;ID-64329000008N;ID-643290000099 |  | 5 | AUTRES | PB Aerien | GP FTTH | FTTH | HABITATION/HABITATION/HABITATION | TH-5110-3712 | As built | Mutualise | 1 | PBO-SRO-BPI-11665276-030 | 2 | POTEAU-ERDF/HABITATION/HABITATION/HABITATION | BPE-0029-64329-ERDF / PBO-SRO-BPI-11665276-030 / LEE | Violet | Bleu | 5 | 26 | SRO-BPI-11665276 / BPE-0128-64329-FT / LEE | Vert | Bleu | 3 | 26 | B2-T3-MODULE-A | 14 | Vertical | Mutualise - TH51103712 | Pigtail | As built
B2-T3-MODULE-A | 15 | - | B2-T3-MODULE-B3 | PBO-SRO-BPI-11665276-030 | PBO-SRO-BPI-11665276-030 | PBO-SRO-BPI-11665276-030 |  | Violet | Vert | OK | OCCUPE | 273 |  |  |  | OK | [22 empty] | SRO-BPI-11665276 | NA | 16/08/2023 10:48:34 | NUSER2765 |  | As built |  | SC-118540123 | PBO-SRO-BPI-11665276-030 | 402-PBO030 | Customer | DSP THD_64 | SFR_FTTH_ZMD_Legacy | 11 - 13 - 17 - 22 - 28 RUE DES PARTOLLES 64320 LEE |  |  | ID-64329000008S;ID-643290000092;ID-64329000009D;ID-64329000008N;ID-643290000099 |  | 5 | AUTRES | PB Aerien | GP FTTH | FTTH | HABITATION/HABITATION/HABITATION | TH-5110-3734 | As built | Mutualise | 1 | PBO-SRO-BPI-11665276-030 | 3 | POTEAU-ERDF/HABITATION/HABITATION/HABITATION | BPE-0029-64329-ERDF / PBO-SRO-BPI-11665276-030 / LEE | Violet | Vert | 5 | 27 | SRO-BPI-11665276 / BPE-0128-64329-FT / LEE | Vert | Vert | 3 | 27 | B2-T3-MODULE-A | 15 | Vertical | Mutualise - TH51103734 | Pigtail | As built
B2-T3-MODULE-A | 16 | - | B2-T3-MODULE-B4 | PBO-SRO-BPI-11665276-030 | PBO-SRO-BPI-11665276-030 | PBO-SRO-BPI-11665276-030 |  | Violet | Jaune | OK | OK | 273 | 270 |  |  | OK | [22 empty] | SRO-BPI-11665276 | NA | 16/08/2023 10:48:34 | NUSER2765 |  | As built |  | SC-118540123 | PBO-SRO-BPI-11665276-030 | 402-PBO030 | Customer | DSP THD_64 | SFR_FTTH_ZMD_Legacy | 11 - 13 - 17 - 22 - 28 RUE DES PARTOLLES 64320 LEE |  |  | ID-64329000008S;ID-643290000092;ID-64329000009D;ID-64329000008N;ID-643290000099 |  | 5 | AUTRES | PB Aerien | GP FTTH | FTTH | HABITATION/HABITATION/HABITATION | TH-5110-3745 | New | Libre | 1 | PBO-SRO-BPI-11665276-030 | 4 | POTEAU-ERDF/HABITATION/HABITATION/HABITATION | BPE-0029-64329-ERDF / PBO-SRO-BPI-11665276-030 / LEE | Violet | Jaune | 5 | 28 | SRO-BPI-11665276 / BPE-0128-64329-FT / LEE | Vert | Jaune | 3 | 28 | B2-T3-MODULE-A | 16 | Vertical
B2-T3-MODULE-A | 17 | - | B2-T3-MODULE-B5 | PBO-SRO-BPI-11665276-030 | PBO-SRO-BPI-11665276-030 | PBO-SRO-BPI-11665276-030 |  | Violet | Violet | OK | OK | 273 | 270 |  |  | OK | [22 empty] | SRO-BPI-11665276 | NA | 16/08/2023 10:48:34 | NUSER2765 |  | As built |  | SC-118540123 | PBO-SRO-BPI-11665276-030 | 402-PBO030 | Customer | DSP THD_64 | SFR_FTTH_ZMD_Legacy | 11 - 13 - 17 - 22 - 28 RUE DES PARTOLLES 64320 LEE |  |  | ID-64329000008S;ID-643290000092;ID-64329000009D;ID-64329000008N;ID-643290000099 |  | 5 | AUTRES | PB Aerien | GP FTTH | FTTH | HABITATION/HABITATION/HABITATION | TH-5110-3756 | New | Libre | 1 | PBO-SRO-BPI-11665276-030 | 5 | POTEAU-ERDF/HABITATION/HABITATION/HABITATION | BPE-0029-64329-ERDF / PBO-SRO-BPI-11665276-030 / LEE | Violet | Violet | 5 | 29 | SRO-BPI-11665276 / BPE-0128-64329-FT / LEE | Vert | Violet | 3 | 29 | B2-T3-MODULE-A | 17 | Vertical
B2-T3-MODULE-A | 18 | - | B2-T3-MODULE-B6 | PBO-SRO-BPI-11665276-030 | PBO-SRO-BPI-11665276-030 | PBO-SRO-BPI-11665276-030 |  | Violet | Blanc | OK | OCCUPE | 273 |  |  |  | OK | [22 empty] | SRO-BPI-11665276 | NA | 16/08/2023 10:48:34 | NUSER2765 |  | As built |  | SC-118540123 | PBO-SRO-BPI-11665276-030 | 402-PBO030 | Customer | DSP THD_64 | SFR_FTTH_ZMD_Legacy | 11 - 13 - 17 - 22 - 28 RUE DES PARTOLLES 64320 LEE |  |  | ID-64329000008S;ID-643290000092;ID-64329000009D;ID-64329000008N;ID-643290000099 |  | 5 | AUTRES | PB Aerien | GP FTTH | FTTH | [5 empty] | PBO-SRO-BPI-11665276-030 | 6 | POTEAU-ERDF/HABITATION/HABITATION/HABITATION | BPE-0029-64329-ERDF / PBO-SRO-BPI-11665276-030 / LEE | Violet | Blanc | 5 | 30 | SRO-BPI-11665276 / BPE-0128-64329-FT / LEE | Vert | Blanc | 3 | 30 | B2-T3-MODULE-A | 18 | Vertical
B2-T3-MODULE-A | 19 | - | B2-T3-MODULE-B7 | PBO-SRO-BPI-11665276-006 | PBO-SRO-BPI-11665276-006 | PBO-SRO-BPI-11665276-006 |  | Rouge | Rouge | OCCUPE | OCCUPE |  |  | orange |  | OCCUPE | [8 empty] | REFERENCE OK | [13 empty] | SRO-BPI-11665276 | NA | 16/08/2023 10:48:34 | NUSER2765 |  | As built |  | SC-118540117 | PBO-SRO-BPI-11665276-006 | 402-PBO006 | Customer | DSP THD_64 | SFR_FTTH_ZMD_Legacy | 19 - 30 - 32 - 34 - 36 - 38 - 34B RUE DES PARTOLLES ; 0 RUE DES PARTOLLES PARCELLE 64329000BE0282 ; 0 RUE DES PARTOLLES PARCELLE 64329000BE0204 64320 LEE |  |  | ID-6432900000A8;ID-64329000009J;ID-64329000009O;ID-6432900000AH;ID-6432900000AE;ID-6432900000A5;ID-64329000009U;ID-6432900000A4;ID-64329000009Y |  | 9 | AUTRES | PB Chambre | GP FTTH | FTTH | HABITATION/HABITATION/HABITATION | TH-5110-3272 | As built | Mutualise | 1 | PBO-SRO-BPI-11665276-006 | 1 | CHAMBRE-127-FT/HABITATION/HABITATION/HABITATION | BPE-0029-64329-ERDF / PBO-SRO-BPI-11665276-006 / LEE | Rouge | Rouge | 1 | 1 | SRO-BPI-11665276 / BPE-0128-64329-FT / LEE | Vert | Orange | 3 | 31 | B2-T3-MODULE-A | 19 | Vertical | Mutualise - TH51103272 | Pigtail | As built
B2-T3-MODULE-A | 20 | - | B2-T3-MODULE-B8 | PBO-SRO-BPI-11665276-006 | PBO-SRO-BPI-11665276-006 | PBO-SRO-BPI-11665276-006 |  | Rouge | Bleu | OCCUPE | OCCUPE |  |  | bleu |  | OCCUPE | [8 empty] | REFERENCE OK | [13 empty] | SRO-BPI-11665276 | NA | 16/08/2023 10:48:34 | NUSER2765 |  | As built |  | SC-118540117 | PBO-SRO-BPI-11665276-006 | 402-PBO006 | Customer | DSP THD_64 | SFR_FTTH_ZMD_Legacy | 19 - 30 - 32 - 34 - 36 - 38 - 34B RUE DES PARTOLLES ; 0 RUE DES PARTOLLES PARCELLE 64329000BE0282 ; 0 RUE DES PARTOLLES PARCELLE 64329000BE0204 64320 LEE |  |  | ID-6432900000A8;ID-64329000009J;ID-64329000009O;ID-6432900000AH;ID-6432900000AE;ID-6432900000A5;ID-64329000009U;ID-6432900000A4;ID-64329000009Y |  | 9 | AUTRES | PB Chambre | GP FTTH | FTTH | HABITATION/HABITATION/HABITATION | TH-5110-3349 | New | Libre | 1 | PBO-SRO-BPI-11665276-006 | 2 | CHAMBRE-127-FT/HABITATION/HABITATION/HABITATION | BPE-0029-64329-ERDF / PBO-SRO-BPI-11665276-006 / LEE | Rouge | Bleu | 1 | 2 | SRO-BPI-11665276 / BPE-0128-64329-FT / LEE | Vert | Gris | 3 | 32 | B2-T3-MODULE-A | 20 | Vertical
B2-T3-MODULE-A | 21 | - | B2-T3-MODULE-B9 | PBO-SRO-BPI-11665276-006 | PBO-SRO-BPI-11665276-006 | PBO-SRO-BPI-11665276-006 |  | Rouge | Vert | OK | OK | 173 | 173 |  |  | OK | [8 empty] | REFERENCE OK | [13 empty] | SRO-BPI-11665276 | NA | 16/08/2023 10:48:34 | NUSER2765 |  | As built |  | SC-118540117 | PBO-SRO-BPI-11665276-006 | 402-PBO006 | Customer | DSP THD_64 | SFR_FTTH_ZMD_Legacy | 19 - 30 - 32 - 34 - 36 - 38 - 34B RUE DES PARTOLLES ; 0 RUE DES PARTOLLES PARCELLE 64329000BE0282 ; 0 RUE DES PARTOLLES PARCELLE 64329000BE0204 64320 LEE |  |  | ID-6432900000A8;ID-64329000009J;ID-64329000009O;ID-6432900000AH;ID-6432900000AE;ID-6432900000A5;ID-64329000009U;ID-6432900000A4;ID-64329000009Y |  | 9 | AUTRES | PB Chambre | GP FTTH | FTTH | HABITATION/HABITATION/HABITATION | TH-5110-3283 | New | Libre | 1 | PBO-SRO-BPI-11665276-006 | 3 | CHAMBRE-127-FT/HABITATION/HABITATION/HABITATION | BPE-0029-64329-ERDF / PBO-SRO-BPI-11665276-006 / LEE | Rouge | Vert | 1 | 3 | SRO-BPI-11665276 / BPE-0128-64329-FT / LEE | Vert | Marron | 3 | 33 | B2-T3-MODULE-A | 21 | Vertical
B2-T3-MODULE-A | 22 | - | B2-T3-MODULE-B10 | PBO-SRO-BPI-11665276-006 | PBO-SRO-BPI-11665276-006 | PBO-SRO-BPI-11665276-006 |  | Rouge | Jaune | OK | OK | 172 | 173 |  |  | OK | [8 empty] | REFERENCE OK | [13 empty] | SRO-BPI-11665276 | NA | 16/08/2023 10:48:34 | NUSER2765 |  | As built |  | SC-118540117 | PBO-SRO-BPI-11665276-006 | 402-PBO006 | Customer | DSP THD_64 | SFR_FTTH_ZMD_Legacy | 19 - 30 - 32 - 34 - 36 - 38 - 34B RUE DES PARTOLLES ; 0 RUE DES PARTOLLES PARCELLE 64329000BE0282 ; 0 RUE DES PARTOLLES PARCELLE 64329000BE0204 64320 LEE |  |  | ID-6432900000A8;ID-64329000009J;ID-64329000009O;ID-6432900000AH;ID-6432900000AE;ID-6432900000A5;ID-64329000009U;ID-6432900000A4;ID-64329000009Y |  | 9 | AUTRES | PB Chambre | GP FTTH | FTTH | HABITATION/HABITATION/HABITATION | TH-5110-3294 | New | Libre | 1 | PBO-SRO-BPI-11665276-006 | 4 | CHAMBRE-127-FT/HABITATION/HABITATION/HABITATION | BPE-0029-64329-ERDF / PBO-SRO-BPI-11665276-006 / LEE | Rouge | Jaune | 1 | 4 | SRO-BPI-11665276 / BPE-0128-64329-FT / LEE | Vert | Noir | 3 | 34 | B2-T3-MODULE-A | 22 | Vertical
B2-T3-MODULE-A | 23 | - | B2-T3-MODULE-B11 | PBO-SRO-BPI-11665276-006 | PBO-SRO-BPI-11665276-006 | PBO-SRO-BPI-11665276-006 |  | Rouge | Violet | OK | OCCUPE | 173 |  |  |  | OK | [8 empty] | REFERENCE OK | [13 empty] | SRO-BPI-11665276 | NA | 16/08/2023 10:48:34 | NUSER2765 |  | As built |  | SC-118540117 | PBO-SRO-BPI-11665276-006 | 402-PBO006 | Customer | DSP THD_64 | SFR_FTTH_ZMD_Legacy | 19 - 30 - 32 - 34 - 36 - 38 - 34B RUE DES PARTOLLES ; 0 RUE DES PARTOLLES PARCELLE 64329000BE0282 ; 0 RUE DES PARTOLLES PARCELLE 64329000BE0204 64320 LEE |  |  | ID-6432900000A8;ID-64329000009J;ID-64329000009O;ID-6432900000AH;ID-6432900000AE;ID-6432900000A5;ID-64329000009U;ID-6432900000A4;ID-64329000009Y |  | 9 | AUTRES | PB Chambre | GP FTTH | FTTH | HABITATION/HABITATION/HABITATION | TH-5110-3305 | New | Libre | 1 | PBO-SRO-BPI-11665276-006 | 5 | CHAMBRE-127-FT/HABITATION/HABITATION/HABITATION | BPE-0029-64329-ERDF / PBO-SRO-BPI-11665276-006 / LEE | Rouge | Violet | 1 | 5 | SRO-BPI-11665276 / BPE-0128-64329-FT / LEE | Vert | Turquoise | 3 | 35 | B2-T3-MODULE-A | 23 | Vertical
B2-T3-MODULE-A | 24 | - | B2-T3-MODULE-B12 | PBO-SRO-BPI-11665276-006 | PBO-SRO-BPI-11665276-006 | PBO-SRO-BPI-11665276-006 |  | Rouge | Blanc | OK | OK | 173 | 173 |  |  | OK | [8 empty] | REFERENCE OK | [13 empty] | SRO-BPI-11665276 | NA | 16/08/2023 10:48:34 | NUSER2765 |  | As built |  | SC-118540117 | PBO-SRO-BPI-11665276-006 | 402-PBO006 | Customer | DSP THD_64 | SFR_FTTH_ZMD_Legacy | 19 - 30 - 32 - 34 - 36 - 38 - 34B RUE DES PARTOLLES ; 0 RUE DES PARTOLLES PARCELLE 64329000BE0282 ; 0 RUE DES PARTOLLES PARCELLE 64329000BE0204 64320 LEE |  |  | ID-6432900000A8;ID-64329000009J;ID-64329000009O;ID-6432900000AH;ID-6432900000AE;ID-6432900000A5;ID-64329000009U;ID-6432900000A4;ID-64329000009Y |  | 9 | AUTRES | PB Chambre | GP FTTH | FTTH | HABITATION/HABITATION/HABITATION | TH-5110-3316 | New | Libre | 1 | PBO-SRO-BPI-11665276-006 | 6 | CHAMBRE-127-FT/HABITATION/HABITATION/HABITATION | BPE-0029-64329-ERDF / PBO-SRO-BPI-11665276-006 / LEE | Rouge | Blanc | 1 | 6 | SRO-BPI-11665276 / BPE-0128-64329-FT / LEE | Vert | Rose | 3 | 36 | B2-T3-MODULE-A | 24 | Vertical
B2-T3-MODULE-B | 1 | B2-T3-MODULE-A13 | B2-T3-MODULE-C1 | PBO-SRO-BPI-11665276-006 | PBO-SRO-BPI-11665276-006 | PBO-SRO-BPI-11665276-006 |  | Bleu | Rouge | OK | OK | 172 | 173 |  |  | OK | [8 empty] | REFERENCE OK | [13 empty] | SRO-BPI-11665276 | NA | 16/08/2023 10:48:34 | NUSER2765 |  | As built |  | SC-118540117 | PBO-SRO-BPI-11665276-006 | 402-PBO006 | Customer | DSP THD_64 | SFR_FTTH_ZMD_Legacy | 19 - 30 - 32 - 34 - 36 - 38 - 34B RUE DES PARTOLLES ; 0 RUE DES PARTOLLES PARCELLE 64329000BE0282 ; 0 RUE DES PARTOLLES PARCELLE 64329000BE0204 64320 LEE |  |  | ID-6432900000A8;ID-64329000009J;ID-64329000009O;ID-6432900000AH;ID-6432900000AE;ID-6432900000A5;ID-64329000009U;ID-6432900000A4;ID-64329000009Y |  | 9 | AUTRES | PB Chambre | GP FTTH | FTTH | HABITATION/HABITATION/HABITATION | TH-5110-3327 | New | Libre | 1 | PBO-SRO-BPI-11665276-006 | 7 | CHAMBRE-127-FT/HABITATION/HABITATION/HABITATION | BPE-0029-64329-ERDF / PBO-SRO-BPI-11665276-006 / LEE | Bleu | Rouge | 2 | 7 | SRO-BPI-11665276 / BPE-0128-64329-FT / LEE | Jaune | Rouge | 4 | 37 | B2-T3-MODULE-B | 1 | Vertical
B2-T3-MODULE-B | 2 | B2-T3-MODULE-A14 | B2-T3-MODULE-C2 | PBO-SRO-BPI-11665276-006 | PBO-SRO-BPI-11665276-006 | PBO-SRO-BPI-11665276-006 |  | Bleu | Bleu | OK | OK | 173 | 173 |  |  | OK | [8 empty] | REFERENCE OK | [13 empty] | SRO-BPI-11665276 | NA | 16/08/2023 10:48:34 | NUSER2765 |  | As built |  | SC-118540117 | PBO-SRO-BPI-11665276-006 | 402-PBO006 | Customer | DSP THD_64 | SFR_FTTH_ZMD_Legacy | 19 - 30 - 32 - 34 - 36 - 38 - 34B RUE DES PARTOLLES ; 0 RUE DES PARTOLLES PARCELLE 64329000BE0282 ; 0 RUE DES PARTOLLES PARCELLE 64329000BE0204 64320 LEE |  |  | ID-6432900000A8;ID-64329000009J;ID-64329000009O;ID-6432900000AH;ID-6432900000AE;ID-6432900000A5;ID-64329000009U;ID-6432900000A4;ID-64329000009Y |  | 9 | AUTRES | PB Chambre | GP FTTH | FTTH | HABITATION/HABITATION/HABITATION | TH-5110-3338 | New | Libre | 1 | PBO-SRO-BPI-11665276-006 | 8 | CHAMBRE-127-FT/HABITATION/HABITATION/HABITATION | BPE-0029-64329-ERDF / PBO-SRO-BPI-11665276-006 / LEE | Bleu | Bleu | 2 | 8 | SRO-BPI-11665276 / BPE-0128-64329-FT / LEE | Jaune | Bleu | 4 | 38 | B2-T3-MODULE-B | 2 | Vertical
B2-T3-MODULE-B | 3 | B2-T3-MODULE-A15 | B2-T3-MODULE-C3 | PBO-SRO-BPI-11665276-006 | PBO-SRO-BPI-11665276-006 | PBO-SRO-BPI-11665276-006 |  | Bleu | Vert | OK | OK | 172 | 173 |  |  | OK | [8 empty] | REFERENCE OK | [13 empty] | SRO-BPI-11665276 | NA | 16/08/2023 10:48:34 | NUSER2765 |  | As built |  | SC-118540117 | PBO-SRO-BPI-11665276-006 | 402-PBO006 | Customer | DSP THD_64 | SFR_FTTH_ZMD_Legacy | 19 - 30 - 32 - 34 - 36 - 38 - 34B RUE DES PARTOLLES ; 0 RUE DES PARTOLLES PARCELLE 64329000BE0282 ; 0 RUE DES PARTOLLES PARCELLE 64329000BE0204 64320 LEE |  |  | ID-6432900000A8;ID-64329000009J;ID-64329000009O;ID-6432900000AH;ID-6432900000AE;ID-6432900000A5;ID-64329000009U;ID-6432900000A4;ID-64329000009Y |  | 9 | AUTRES | PB Chambre | GP FTTH | FTTH | HABITATION/HABITATION/HABITATION | TH-5110-3261 | As built | Utilise | 1 | PBO-SRO-BPI-11665276-006 | 9 | CHAMBRE-127-FT/HABITATION/HABITATION/HABITATION | BPE-0029-64329-ERDF / PBO-SRO-BPI-11665276-006 / LEE | Bleu | Vert | 2 | 9 | SRO-BPI-11665276 / BPE-0128-64329-FT / LEE | Jaune | Vert | 4 | 39 | B2-T3-MODULE-B | 3 | Vertical | TH51103261 | Jumper | As built | Utilise | B1-T2-SPL-1*64-03-OUT | 22 | Horizontal | SPL-1*64-03 | OptSplitter |  | 22 | 1x64 | [5 empty] | PIG9648553 | Pigtail | B2-T6-MODULE-TRANSPORT-A | 3 | Indetermine | BPE_0011-SFR / SRO-BPI-11665276 / LEE | Rouge | Vert | 1 | 3
B2-T3-MODULE-B | 4 | B2-T3-MODULE-A16 | B2-T3-MODULE-C4 | PBO-SRO-BPI-11665276-006 | PBO-SRO-BPI-11665276-006 | PBO-SRO-BPI-11665276-006 |  | Bleu | Jaune | OK | OK | 171 | 173 |  |  | OK | [8 empty] | REFERENCE OK | [13 empty] | SRO-BPI-11665276 | NA | 16/08/2023 10:48:34 | NUSER2765 |  | As built |  | SC-118540117 | PBO-SRO-BPI-11665276-006 | 402-PBO006 | Customer | DSP THD_64 | SFR_FTTH_ZMD_Legacy | 19 - 30 - 32 - 34 - 36 - 38 - 34B RUE DES PARTOLLES ; 0 RUE DES PARTOLLES PARCELLE 64329000BE0282 ; 0 RUE DES PARTOLLES PARCELLE 64329000BE0204 64320 LEE |  |  | ID-6432900000A8;ID-64329000009J;ID-64329000009O;ID-6432900000AH;ID-6432900000AE;ID-6432900000A5;ID-64329000009U;ID-6432900000A4;ID-64329000009Y |  | 9 | AUTRES | PB Chambre | GP FTTH | FTTH | [5 empty] | PBO-SRO-BPI-11665276-006 | 10 | CHAMBRE-127-FT/HABITATION/HABITATION/HABITATION | BPE-0029-64329-ERDF / PBO-SRO-BPI-11665276-006 / LEE | Bleu | Jaune | 2 | 10 | SRO-BPI-11665276 / BPE-0128-64329-FT / LEE | Jaune | Jaune | 4 | 40 | B2-T3-MODULE-B | 4 | Vertical
B2-T3-MODULE-B | 5 | B2-T3-MODULE-A17 | B2-T3-MODULE-C5 | PBO-SRO-BPI-11665276-006 | PBO-SRO-BPI-11665276-006 | PBO-SRO-BPI-11665276-006 |  | Bleu | Violet | OK | OK | 172 | 173 |  |  | OK | [8 empty] | REFERENCE OK | [13 empty] | SRO-BPI-11665276 | NA | 16/08/2023 10:48:34 | NUSER2765 |  | As built |  | SC-118540117 | PBO-SRO-BPI-11665276-006 | 402-PBO006 | Customer | DSP THD_64 | SFR_FTTH_ZMD_Legacy | 19 - 30 - 32 - 34 - 36 - 38 - 34B RUE DES PARTOLLES ; 0 RUE DES PARTOLLES PARCELLE 64329000BE0282 ; 0 RUE DES PARTOLLES PARCELLE 64329000BE0204 64320 LEE |  |  | ID-6432900000A8;ID-64329000009J;ID-64329000009O;ID-6432900000AH;ID-6432900000AE;ID-6432900000A5;ID-64329000009U;ID-6432900000A4;ID-64329000009Y |  | 9 | AUTRES | PB Chambre | GP FTTH | FTTH | [5 empty] | PBO-SRO-BPI-11665276-006 | 11 | CHAMBRE-127-FT/HABITATION/HABITATION/HABITATION | BPE-0029-64329-ERDF / PBO-SRO-BPI-11665276-006 / LEE | Bleu | Violet | 2 | 11 | SRO-BPI-11665276 / BPE-0128-64329-FT / LEE | Jaune | Violet | 4 | 41 | B2-T3-MODULE-B | 5 | Vertical
B2-T3-MODULE-B | 6 | B2-T3-MODULE-A18 | B2-T3-MODULE-C6 | PBO-SRO-BPI-11665276-006 | PBO-SRO-BPI-11665276-006 | PBO-SRO-BPI-11665276-006 |  | Bleu | Blanc | OK | OK | 173 | 173 |  |  | OK | [8 empty] | REFERENCE OK | [13 empty] | SRO-BPI-11665276 | NA | 16/08/2023 10:48:34 | NUSER2765 |  | As built |  | SC-118540117 | PBO-SRO-BPI-11665276-006 | 402-PBO006 | Customer | DSP THD_64 | SFR_FTTH_ZMD_Legacy | 19 - 30 - 32 - 34 - 36 - 38 - 34B RUE DES PARTOLLES ; 0 RUE DES PARTOLLES PARCELLE 64329000BE0282 ; 0 RUE DES PARTOLLES PARCELLE 64329000BE0204 64320 LEE |  |  | ID-6432900000A8;ID-64329000009J;ID-64329000009O;ID-6432900000AH;ID-6432900000AE;ID-6432900000A5;ID-64329000009U;ID-6432900000A4;ID-64329000009Y |  | 9 | AUTRES | PB Chambre | GP FTTH | FTTH | [5 empty] | PBO-SRO-BPI-11665276-006 | 12 | CHAMBRE-127-FT/HABITATION/HABITATION/HABITATION | BPE-0029-64329-ERDF / PBO-SRO-BPI-11665276-006 / LEE | Bleu | Blanc | 2 | 12 | SRO-BPI-11665276 / BPE-0128-64329-FT / LEE | Jaune | Blanc | 4 | 42 | B2-T3-MODULE-B | 6 | Vertical
B2-T3-MODULE-B | 7 | B2-T3-MODULE-A19 | B2-T3-MODULE-C7 | PBO-SRO-BPI-11665276-026 | PBO-SRO-BPI-11665276-026 | PBO-SRO-BPI-11665276-026 |  | Rouge | Rouge | OK | OK | 266 | 173 |  |  | OK | [8 empty] | REFERENCE OK | [13 empty] | SRO-BPI-11665276 | NA | 16/08/2023 10:48:34 | NUSER2765 |  | As built |  | SC-118540110 | PBO-SRO-BPI-11665276-026 | 402-PBO026 | Customer | DSP THD_64 | SFR_FTTH_ZMD_Legacy | 31 - 31B - 31T RUE DES PARTOLLES ; 1 - 2 - 4 - 5 - 6 RUE DES HIRONDELLES 64320 LEE |  |  | ID-6432900000FM;ID-6432900000FN;ID-6432900000A1;ID-64329000009P;ID-6432900000A6;ID-6432900000A0;ID-6432900000AB;ID-64329000009T |  | 8 | AUTRES | PB Chambre | GP FTTH | FTTH | HABITATION/HABITATION/HABITATION | TH-5110-2777 | As built | Libre | 1 | PBO-SRO-BPI-11665276-026 | 1 | CHAMBRE-FT/HABITATION/HABITATION/HABITATION | PBO-SRO-BPI-11665276-027 / PBO-SRO-BPI-11665276-026 / LEE | Rouge | Rouge | 1 | 1 | SRO-BPI-11665276 / BPE-0128-64329-FT / LEE | Jaune | Orange | 4 | 43 | B2-T3-MODULE-B | 7 | Vertical | Mutualise - TH51102777 | Pigtail | As built
B2-T3-MODULE-B | 8 | B2-T3-MODULE-A20 | B2-T3-MODULE-C8 | PBO-SRO-BPI-11665276-026 | PBO-SRO-BPI-11665276-026 | PBO-SRO-BPI-11665276-026 |  | Rouge | Bleu | OK | OCCUPE | 267 |  |  |  | OK | [8 empty] | REFERENCE OK | [13 empty] | SRO-BPI-11665276 | NA | 16/08/2023 10:48:34 | NUSER2765 |  | As built |  | SC-118540110 | PBO-SRO-BPI-11665276-026 | 402-PBO026 | Customer | DSP THD_64 | SFR_FTTH_ZMD_Legacy | 31 - 31B - 31T RUE DES PARTOLLES ; 1 - 2 - 4 - 5 - 6 RUE DES HIRONDELLES 64320 LEE |  |  | ID-6432900000FM;ID-6432900000FN;ID-6432900000A1;ID-64329000009P;ID-6432900000A6;ID-6432900000A0;ID-6432900000AB;ID-64329000009T |  | 8 | AUTRES | PB Chambre | GP FTTH | FTTH | HABITATION/HABITATION/HABITATION | TH-5110-2788 | As built | Mutualise | 1 | PBO-SRO-BPI-11665276-026 | 2 | CHAMBRE-FT/HABITATION/HABITATION/HABITATION | PBO-SRO-BPI-11665276-027 / PBO-SRO-BPI-11665276-026 / LEE | Rouge | Bleu | 1 | 2 | SRO-BPI-11665276 / BPE-0128-64329-FT / LEE | Jaune | Gris | 4 | 44 | B2-T3-MODULE-B | 8 | Vertical | Mutualise - TH51102788 | Pigtail | As built
B2-T3-MODULE-B | 9 | B2-T3-MODULE-A21 | B2-T3-MODULE-C9 | PBO-SRO-BPI-11665276-026 | PBO-SRO-BPI-11665276-026 | PBO-SRO-BPI-11665276-026 |  | Rouge | Vert | OK | OCCUPE | 276 |  |  |  | OK | [8 empty] | REFERENCE OK | [13 empty] | SRO-BPI-11665276 | NA | 16/08/2023 10:48:34 | NUSER2765 |  | As built |  | SC-118540110 | PBO-SRO-BPI-11665276-026 | 402-PBO026 | Customer | DSP THD_64 | SFR_FTTH_ZMD_Legacy | 31 - 31B - 31T RUE DES PARTOLLES ; 1 - 2 - 4 - 5 - 6 RUE DES HIRONDELLES 64320 LEE |  |  | ID-6432900000FM;ID-6432900000FN;ID-6432900000A1;ID-64329000009P;ID-6432900000A6;ID-6432900000A0;ID-6432900000AB;ID-64329000009T |  | 8 | AUTRES | PB Chambre | GP FTTH | FTTH | HABITATION/HABITATION/HABITATION | TH-5110-2799 | As built | Mutualise | 1 | PBO-SRO-BPI-11665276-026 | 3 | CHAMBRE-FT/HABITATION/HABITATION/HABITATION | PBO-SRO-BPI-11665276-027 / PBO-SRO-BPI-11665276-026 / LEE | Rouge | Vert | 1 | 3 | SRO-BPI-11665276 / BPE-0128-64329-FT / LEE | Jaune | Marron | 4 | 45 | B2-T3-MODULE-B | 9 | Vertical | Mutualise - TH51102799 | Pigtail | As built
B2-T3-MODULE-B | 10 | B2-T3-MODULE-A22 | B2-T3-MODULE-C10 | PBO-SRO-BPI-11665276-026 | PBO-SRO-BPI-11665276-026 | PBO-SRO-BPI-11665276-026 |  | Rouge | Jaune | OK | OK | 267 | 266 |  |  | OK | [8 empty] | REFERENCE OK | [13 empty] | SRO-BPI-11665276 | NA | 16/08/2023 10:48:34 | NUSER2765 |  | As built |  | SC-118540110 | PBO-SRO-BPI-11665276-026 | 402-PBO026 | Customer | DSP THD_64 | SFR_FTTH_ZMD_Legacy | 31 - 31B - 31T RUE DES PARTOLLES ; 1 - 2 - 4 - 5 - 6 RUE DES HIRONDELLES 64320 LEE |  |  | ID-6432900000FM;ID-6432900000FN;ID-6432900000A1;ID-64329000009P;ID-6432900000A6;ID-6432900000A0;ID-6432900000AB;ID-64329000009T |  | 8 | AUTRES | PB Chambre | GP FTTH | FTTH | HABITATION/HABITATION/HABITATION | TH-5110-2810 | As built | Mutualise | 1 | PBO-SRO-BPI-11665276-026 | 4 | CHAMBRE-FT/HABITATION/HABITATION/HABITATION | PBO-SRO-BPI-11665276-027 / PBO-SRO-BPI-11665276-026 / LEE | Rouge | Jaune | 1 | 4 | SRO-BPI-11665276 / BPE-0128-64329-FT / LEE | Jaune | Noir | 4 | 46 | B2-T3-MODULE-B | 10 | Vertical | Mutualise - TH51102810 | Pigtail | As built
B2-T3-MODULE-B | 11 | B2-T3-MODULE-A23 | B2-T3-MODULE-C11 | PBO-SRO-BPI-11665276-026 | PBO-SRO-BPI-11665276-026 | PBO-SRO-BPI-11665276-026 |  | Rouge | Violet | OK | OCCUPE | 266 |  |  |  | OK | [8 empty] | REFERENCE OK | [13 empty] | SRO-BPI-11665276 | NA | 16/08/2023 10:48:34 | NUSER2765 |  | As built |  | SC-118540110 | PBO-SRO-BPI-11665276-026 | 402-PBO026 | Customer | DSP THD_64 | SFR_FTTH_ZMD_Legacy | 31 - 31B - 31T RUE DES PARTOLLES ; 1 - 2 - 4 - 5 - 6 RUE DES HIRONDELLES 64320 LEE |  |  | ID-6432900000FM;ID-6432900000FN;ID-6432900000A1;ID-64329000009P;ID-6432900000A6;ID-6432900000A0;ID-6432900000AB;ID-64329000009T |  | 8 | AUTRES | PB Chambre | GP FTTH | FTTH | [5 empty] | PBO-SRO-BPI-11665276-026 | 5 | CHAMBRE-FT/HABITATION/HABITATION/HABITATION | PBO-SRO-BPI-11665276-027 / PBO-SRO-BPI-11665276-026 / LEE | Rouge | Violet | 1 | 5 | SRO-BPI-11665276 / BPE-0128-64329-FT / LEE | Jaune | Turquoise | 4 | 47 | B2-T3-MODULE-B | 11 | Vertical | TH51102821 | Jumper | Proposed | Reserve | B1-T2-SPL-1*64-03-OUT | 38 | Horizontal | SPL-1*64-03 | OptSplitter |  | 38 | 1x64 | [5 empty] | PIG9648553 | Pigtail | B2-T6-MODULE-TRANSPORT-A | 3 | Indetermine | BPE_0011-SFR / SRO-BPI-11665276 / LEE | Rouge | Vert | 1 | 3
B2-T3-MODULE-B | 12 | B2-T3-MODULE-A24 | B2-T3-MODULE-C12 | PBO-SRO-BPI-11665276-026 | PBO-SRO-BPI-11665276-026 | PBO-SRO-BPI-11665276-026 |  | Rouge | Blanc | OK | OCCUPE | 266 |  |  |  | OK | [8 empty] | REFERENCE OK | [13 empty] | SRO-BPI-11665276 | NA | 16/08/2023 10:48:34 | NUSER2765 |  | As built |  | SC-118540110 | PBO-SRO-BPI-11665276-026 | 402-PBO026 | Customer | DSP THD_64 | SFR_FTTH_ZMD_Legacy | 31 - 31B - 31T RUE DES PARTOLLES ; 1 - 2 - 4 - 5 - 6 RUE DES HIRONDELLES 64320 LEE |  |  | ID-6432900000FM;ID-6432900000FN;ID-6432900000A1;ID-64329000009P;ID-6432900000A6;ID-6432900000A0;ID-6432900000AB;ID-64329000009T |  | 8 | AUTRES | PB Chambre | GP FTTH | FTTH | [5 empty] | PBO-SRO-BPI-11665276-026 | 6 | CHAMBRE-FT/HABITATION/HABITATION/HABITATION | PBO-SRO-BPI-11665276-027 / PBO-SRO-BPI-11665276-026 / LEE | Rouge | Blanc | 1 | 6 | SRO-BPI-11665276 / BPE-0128-64329-FT / LEE | Jaune | Rose | 4 | 48 | B2-T3-MODULE-B | 12 | Vertical | TH51102843 | Jumper | Proposed | Reserve | B1-T2-SPL-1*64-03-OUT | 37 | Horizontal | SPL-1*64-03 | OptSplitter |  | 37 | 1x64 | [5 empty] | PIG9648553 | Pigtail | B2-T6-MODULE-TRANSPORT-A | 3 | Indetermine | BPE_0011-SFR / SRO-BPI-11665276 / LEE | Rouge | Vert | 1 | 3
B2-T3-MODULE-B | 13 | - | B2-T3-MODULE-D1 | PBO-SRO-BPI-11665276-026 | PBO-SRO-BPI-11665276-026 | PBO-SRO-BPI-11665276-026 |  | Bleu | Rouge | OCCUPE | OCCUPE |  |  | bleu |  | OCCUPE | [8 empty] | REFERENCE OK | [13 empty] | SRO-BPI-11665276 | NA | 16/08/2023 10:48:34 | NUSER2765 |  | As built |  | SC-118540110 | PBO-SRO-BPI-11665276-026 | 402-PBO026 | Customer | DSP THD_64 | SFR_FTTH_ZMD_Legacy | 31 - 31B - 31T RUE DES PARTOLLES ; 1 - 2 - 4 - 5 - 6 RUE DES HIRONDELLES 64320 LEE |  |  | ID-6432900000FM;ID-6432900000FN;ID-6432900000A1;ID-64329000009P;ID-6432900000A6;ID-6432900000A0;ID-6432900000AB;ID-64329000009T |  | 8 | AUTRES | PB Chambre | GP FTTH | FTTH | HABITATION/HABITATION/HABITATION | TH-6856-2890 | As built | Utilise | 1 | PBO-SRO-BPI-11665276-026 | 7 | CHAMBRE-FT/HABITATION/HABITATION/HABITATION | PBO-SRO-BPI-11665276-027 / PBO-SRO-BPI-11665276-026 / LEE | Bleu | Rouge | 2 | 7 | SRO-BPI-11665276 / BPE-0128-64329-FT / LEE | Violet | Rouge | 5 | 49 | B2-T3-MODULE-B | 13 | Vertical | TH51102832 | Jumper | As built | Utilise | B1-T2-SPL-1*64-03-OUT | 26 | Horizontal | SPL-1*64-03 | OptSplitter |  | 26 | 1x64 | [5 empty] | PIG9648553 | Pigtail | B2-T6-MODULE-TRANSPORT-A | 3 | Indetermine | BPE_0011-SFR / SRO-BPI-11665276 / LEE | Rouge | Vert | 1 | 3
B2-T3-MODULE-B | 14 | - | B2-T3-MODULE-D2 | PBO-SRO-BPI-11665276-026 | PBO-SRO-BPI-11665276-026 | PBO-SRO-BPI-11665276-026 |  | Bleu | Bleu | OK | OK | 265 | 266 |  |  | OK | [8 empty] | REFERENCE OK | [13 empty] | SRO-BPI-11665276 | NA | 16/08/2023 10:48:34 | NUSER2765 |  | As built |  | SC-118540110 | PBO-SRO-BPI-11665276-026 | 402-PBO026 | Customer | DSP THD_64 | SFR_FTTH_ZMD_Legacy | 31 - 31B - 31T RUE DES PARTOLLES ; 1 - 2 - 4 - 5 - 6 RUE DES HIRONDELLES 64320 LEE |  |  | ID-6432900000FM;ID-6432900000FN;ID-6432900000A1;ID-64329000009P;ID-6432900000A6;ID-6432900000A0;ID-6432900000AB;ID-64329000009T |  | 8 | AUTRES | PB Chambre | GP FTTH | FTTH | HABITATION/HABITATION/HABITATION | TH-5110-2854 | As built | Mutualise | 1 | PBO-SRO-BPI-11665276-026 | 8 | CHAMBRE-FT/HABITATION/HABITATION/HABITATION | PBO-SRO-BPI-11665276-027 / PBO-SRO-BPI-11665276-026 / LEE | Bleu | Bleu | 2 | 8 | SRO-BPI-11665276 / BPE-0128-64329-FT / LEE | Violet | Bleu | 5 | 50 | B2-T3-MODULE-B | 14 | Vertical | Mutualise - TH51102854 | Pigtail | As built
B2-T3-MODULE-B | 15 | - | B2-T3-MODULE-D3 | PBO-SRO-BPI-11665276-026 | PBO-SRO-BPI-11665276-026 | PBO-SRO-BPI-11665276-026 |  | Bleu | Vert | OK | OK | 266 | 266 |  |  | OK | [8 empty] | REFERENCE OK | [13 empty] | SRO-BPI-11665276 | NA | 16/08/2023 10:48:34 | NUSER2765 |  | As built |  | SC-118540110 | PBO-SRO-BPI-11665276-026 | 402-PBO026 | Customer | DSP THD_64 | SFR_FTTH_ZMD_Legacy | 31 - 31B - 31T RUE DES PARTOLLES ; 1 - 2 - 4 - 5 - 6 RUE DES HIRONDELLES 64320 LEE |  |  | ID-6432900000FM;ID-6432900000FN;ID-6432900000A1;ID-64329000009P;ID-6432900000A6;ID-6432900000A0;ID-6432900000AB;ID-64329000009T |  | 8 | AUTRES | PB Chambre | GP FTTH | FTTH | HABITATION/HABITATION/HABITATION | TH-5110-2865 | New | Libre | 1 | PBO-SRO-BPI-11665276-026 | 9 | CHAMBRE-FT/HABITATION/HABITATION/HABITATION | PBO-SRO-BPI-11665276-027 / PBO-SRO-BPI-11665276-026 / LEE | Bleu | Vert | 2 | 9 | SRO-BPI-11665276 / BPE-0128-64329-FT / LEE | Violet | Vert | 5 | 51 | B2-T3-MODULE-B | 15 | Vertical
B2-T3-MODULE-B | 16 | - | B2-T3-MODULE-D4 | PBO-SRO-BPI-11665276-026 | PBO-SRO-BPI-11665276-026 | PBO-SRO-BPI-11665276-026 |  | Bleu | Jaune | OK | OK | 266 | 266 |  |  | OK | [8 empty] | REFERENCE OK | [13 empty] | SRO-BPI-11665276 | NA | 16/08/2023 10:48:34 | NUSER2765 |  | As built |  | SC-118540110 | PBO-SRO-BPI-11665276-026 | 402-PBO026 | Customer | DSP THD_64 | SFR_FTTH_ZMD_Legacy | 31 - 31B - 31T RUE DES PARTOLLES ; 1 - 2 - 4 - 5 - 6 RUE DES HIRONDELLES 64320 LEE |  |  | ID-6432900000FM;ID-6432900000FN;ID-6432900000A1;ID-64329000009P;ID-6432900000A6;ID-6432900000A0;ID-6432900000AB;ID-64329000009T |  | 8 | AUTRES | PB Chambre | GP FTTH | FTTH | HABITATION/HABITATION/HABITATION | TH-6856-7268 | New | Libre | 1 | PBO-SRO-BPI-11665276-026 | 10 | CHAMBRE-FT/HABITATION/HABITATION/HABITATION | PBO-SRO-BPI-11665276-027 / PBO-SRO-BPI-11665276-026 / LEE | Bleu | Jaune | 2 | 10 | SRO-BPI-11665276 / BPE-0128-64329-FT / LEE | Violet | Jaune | 5 | 52 | B2-T3-MODULE-B | 16 | Vertical
B2-T3-MODULE-B | 17 | - | B2-T3-MODULE-D5 | PBO-SRO-BPI-11665276-026 | PBO-SRO-BPI-11665276-026 | PBO-SRO-BPI-11665276-026 |  | Bleu | Violet | OK | OCCUPE | 266 |  |  |  | OK | [8 empty] | REFERENCE OK | [13 empty] | SRO-BPI-11665276 | NA | 16/08/2023 10:48:34 | NUSER2765 |  | As built |  | SC-118540110 | PBO-SRO-BPI-11665276-026 | 402-PBO026 | Customer | DSP THD_64 | SFR_FTTH_ZMD_Legacy | 31 - 31B - 31T RUE DES PARTOLLES ; 1 - 2 - 4 - 5 - 6 RUE DES HIRONDELLES 64320 LEE |  |  | ID-6432900000FM;ID-6432900000FN;ID-6432900000A1;ID-64329000009P;ID-6432900000A6;ID-6432900000A0;ID-6432900000AB;ID-64329000009T |  | 8 | AUTRES | PB Chambre | GP FTTH | FTTH | [5 empty] | PBO-SRO-BPI-11665276-026 | 11 | CHAMBRE-FT/HABITATION/HABITATION/HABITATION | PBO-SRO-BPI-11665276-027 / PBO-SRO-BPI-11665276-026 / LEE | Bleu | Violet | 2 | 11 | SRO-BPI-11665276 / BPE-0128-64329-FT / LEE | Violet | Violet | 5 | 53 | B2-T3-MODULE-B | 17 | Vertical
B2-T3-MODULE-B | 18 | - | B2-T3-MODULE-D6 | PBO-SRO-BPI-11665276-026 | PBO-SRO-BPI-11665276-026 | PBO-SRO-BPI-11665276-026 |  | Bleu | Blanc | OK | OCCUPE | 266 |  |  |  | OK | [8 empty] | REFERENCE OK | [13 empty] | SRO-BPI-11665276 | NA | 16/08/2023 10:48:34 | NUSER2765 |  | As built |  | SC-118540110 | PBO-SRO-BPI-11665276-026 | 402-PBO026 | Customer | DSP THD_64 | SFR_FTTH_ZMD_Legacy | 31 - 31B - 31T RUE DES PARTOLLES ; 1 - 2 - 4 - 5 - 6 RUE DES HIRONDELLES 64320 LEE |  |  | ID-6432900000FM;ID-6432900000FN;ID-6432900000A1;ID-64329000009P;ID-6432900000A6;ID-6432900000A0;ID-6432900000AB;ID-64329000009T |  | 8 | AUTRES | PB Chambre | GP FTTH | FTTH | [5 empty] | PBO-SRO-BPI-11665276-026 | 12 | CHAMBRE-FT/HABITATION/HABITATION/HABITATION | PBO-SRO-BPI-11665276-027 / PBO-SRO-BPI-11665276-026 / LEE | Bleu | Blanc | 2 | 12 | SRO-BPI-11665276 / BPE-0128-64329-FT / LEE | Violet | Blanc | 5 | 54 | B2-T3-MODULE-B | 18 | Vertical
B2-T3-MODULE-B | 19 | - | B2-T3-MODULE-D7 | PBO-SRO-BPI-11665276-027 | PBO-SRO-BPI-11665276-027 | PBO-SRO-BPI-11665276-027 |  | Vert | Rouge | OK | OK | 161 | 162 |  |  | OK | [8 empty] | REFERENCE OK | [13 empty] | SRO-BPI-11665276 | NA | 16/08/2023 10:48:34 | NUSER2765 |  | As built | <Null> | SC-118540109 | PBO-SRO-BPI-11665276-027 | 402-PBO027 | Customer | DSP THD_64 | SFR_FTTH_ZMD_Legacy | 1 - 2 - 3 - 4 - 5 - 6 - 7 - 8 - 9 - 11 RUE DES PALOMBES / 3 - 8 RUE DES HIRONDELLES 64320 LEE |  |  | ID-64329000009V;ID-64329000009N;ID-6432900000AA;ID-64329000009W;ID-64329000009M;ID-6432900000AD;ID-64329000009L;ID-6432900000AC;ID-6432900000AO;ID-6432900000AK;ID-64329000009Q;ID-6432900000EU |  | 12 | AUTRES | PB Chambre | GP FTTH | FTTH | HABITATION/HABITATION/HABITATION | TH-5110-2667 | As built | Mutualise | 1 | PBO-SRO-BPI-11665276-027 | 1 | CHAMBRE-130-FT/HABITATION/HABITATION/HABITATION | BPE-0128-64329-FT / PBO-SRO-BPI-11665276-027 / LEE | Vert | Rouge | 3 | 13 | SRO-BPI-11665276 / BPE-0128-64329-FT / LEE | Violet | Orange | 5 | 55 | B2-T3-MODULE-B | 19 | Vertical | Mutualise - TH51102667 | Pigtail | As built
B2-T3-MODULE-B | 20 | - | B2-T3-MODULE-D8 | PBO-SRO-BPI-11665276-027 | PBO-SRO-BPI-11665276-027 | PBO-SRO-BPI-11665276-027 |  | Vert | Bleu | OCCUPE | OCCUPE |  |  | bleu |  | OCCUPE | [8 empty] | REFERENCE OK | [13 empty] | SRO-BPI-11665276 | NA | 16/08/2023 10:48:34 | NUSER2765 |  | As built | <Null> | SC-118540109 | PBO-SRO-BPI-11665276-027 | 402-PBO027 | Customer | DSP THD_64 | SFR_FTTH_ZMD_Legacy | 1 - 2 - 3 - 4 - 5 - 6 - 7 - 8 - 9 - 11 RUE DES PALOMBES / 3 - 8 RUE DES HIRONDELLES 64320 LEE |  |  | ID-64329000009V;ID-64329000009N;ID-6432900000AA;ID-64329000009W;ID-64329000009M;ID-6432900000AD;ID-64329000009L;ID-6432900000AC;ID-6432900000AO;ID-6432900000AK;ID-64329000009Q;ID-6432900000EU |  | 12 | AUTRES | PB Chambre | GP FTTH | FTTH | HABITATION/HABITATION/HABITATION | TH-5110-2700 | As built | Utilise | 1 | PBO-SRO-BPI-11665276-027 | 2 | CHAMBRE-130-FT/HABITATION/HABITATION/HABITATION | BPE-0128-64329-FT / PBO-SRO-BPI-11665276-027 / LEE | Vert | Bleu | 3 | 14 | SRO-BPI-11665276 / BPE-0128-64329-FT / LEE | Violet | Gris | 5 | 56 | B2-T3-MODULE-B | 20 | Vertical | TH51102700 | Jumper | As built | Utilise | B1-T2-SPL-1*64-03-OUT | 29 | Horizontal | SPL-1*64-03 | OptSplitter |  | 29 | 1x64 | [5 empty] | PIG9648553 | Pigtail | B2-T6-MODULE-TRANSPORT-A | 3 | Indetermine | BPE_0011-SFR / SRO-BPI-11665276 / LEE | Rouge | Vert | 1 | 3
B2-T3-MODULE-B | 21 | - | B2-T3-MODULE-D9 | PBO-SRO-BPI-11665276-027 | PBO-SRO-BPI-11665276-027 | PBO-SRO-BPI-11665276-027 |  | Vert | Vert | OCCUPE | OCCUPE |  |  | bleu |  | OCCUPE | [8 empty] | REFERENCE OK | [13 empty] | SRO-BPI-11665276 | NA | 16/08/2023 10:48:34 | NUSER2765 |  | As built | <Null> | SC-118540109 | PBO-SRO-BPI-11665276-027 | 402-PBO027 | Customer | DSP THD_64 | SFR_FTTH_ZMD_Legacy | 1 - 2 - 3 - 4 - 5 - 6 - 7 - 8 - 9 - 11 RUE DES PALOMBES / 3 - 8 RUE DES HIRONDELLES 64320 LEE |  |  | ID-64329000009V;ID-64329000009N;ID-6432900000AA;ID-64329000009W;ID-64329000009M;ID-6432900000AD;ID-64329000009L;ID-6432900000AC;ID-6432900000AO;ID-6432900000AK;ID-64329000009Q;ID-6432900000EU |  | 12 | AUTRES | PB Chambre | GP FTTH | FTTH | HABITATION/HABITATION/HABITATION | TH-5110-2689 | As built | Utilise | 1 | PBO-SRO-BPI-11665276-027 | 3 | CHAMBRE-130-FT/HABITATION/HABITATION/HABITATION | BPE-0128-64329-FT / PBO-SRO-BPI-11665276-027 / LEE | Vert | Vert | 3 | 15 | SRO-BPI-11665276 / BPE-0128-64329-FT / LEE | Violet | Marron | 5 | 57 | B2-T3-MODULE-B | 21 | Vertical | TH51102689 | Jumper | As built | Utilise | B1-T2-SPL-1*64-03-OUT | 14 | Horizontal | SPL-1*64-03 | OptSplitter |  | 14 | 1x64 | [5 empty] | PIG9648553 | Pigtail | B2-T6-MODULE-TRANSPORT-A | 3 | Indetermine | BPE_0011-SFR / SRO-BPI-11665276 / LEE | Rouge | Vert | 1 | 3
B2-T3-MODULE-B | 22 | - | B2-T3-MODULE-D10 | PBO-SRO-BPI-11665276-027 | PBO-SRO-BPI-11665276-027 | PBO-SRO-BPI-11665276-027 |  | Vert | Jaune | OK | OCCUPE | 162 |  |  |  | OK | [8 empty] | REFERENCE OK | [13 empty] | SRO-BPI-11665276 | NA | 16/08/2023 10:48:34 | NUSER2765 |  | As built | <Null> | SC-118540109 | PBO-SRO-BPI-11665276-027 | 402-PBO027 | Customer | DSP THD_64 | SFR_FTTH_ZMD_Legacy | 1 - 2 - 3 - 4 - 5 - 6 - 7 - 8 - 9 - 11 RUE DES PALOMBES / 3 - 8 RUE DES HIRONDELLES 64320 LEE |  |  | ID-64329000009V;ID-64329000009N;ID-6432900000AA;ID-64329000009W;ID-64329000009M;ID-6432900000AD;ID-64329000009L;ID-6432900000AC;ID-6432900000AO;ID-6432900000AK;ID-64329000009Q;ID-6432900000EU |  | 12 | AUTRES | PB Chambre | GP FTTH | FTTH | HABITATION/HABITATION/HABITATION | TH-5110-2733 | As built | Utilise | 1 | PBO-SRO-BPI-11665276-027 | 4 | CHAMBRE-130-FT/HABITATION/HABITATION/HABITATION | BPE-0128-64329-FT / PBO-SRO-BPI-11665276-027 / LEE | Vert | Jaune | 3 | 16 | SRO-BPI-11665276 / BPE-0128-64329-FT / LEE | Violet | Noir | 5 | 58 | B2-T3-MODULE-B | 22 | Vertical | TH51102733 | Jumper | As built | Utilise | B1-T2-SPL-1*64-03-OUT | 41 | Horizontal | SPL-1*64-03 | OptSplitter |  | 41 | 1x64 | [5 empty] | PIG9648553 | Pigtail | B2-T6-MODULE-TRANSPORT-A | 3 | Indetermine | BPE_0011-SFR / SRO-BPI-11665276 / LEE | Rouge | Vert | 1 | 3
B2-T3-MODULE-B | 23 | - | B2-T3-MODULE-D11 | PBO-SRO-BPI-11665276-027 | PBO-SRO-BPI-11665276-027 | PBO-SRO-BPI-11665276-027 |  | Vert | Violet | NOK | ok | 162 | 162 |  |  | OK | [8 empty] | REFERENCE OK |  | 1: BPE-0128-FT | SRO-BPI-11665276 | NA | 16/08/2023 10:48:34 | NUSER2765 |  | As built | <Null> | SC-118540109 | PBO-SRO-BPI-11665276-027 | 402-PBO027 | Customer | DSP THD_64 | SFR_FTTH_ZMD_Legacy | 1 - 2 - 3 - 4 - 5 - 6 - 7 - 8 - 9 - 11 RUE DES PALOMBES / 3 - 8 RUE DES HIRONDELLES 64320 LEE |  |  | ID-64329000009V;ID-64329000009N;ID-6432900000AA;ID-64329000009W;ID-64329000009M;ID-6432900000AD;ID-64329000009L;ID-6432900000AC;ID-6432900000AO;ID-6432900000AK;ID-64329000009Q;ID-6432900000EU |  | 12 | AUTRES | PB Chambre | GP FTTH | FTTH | HABITATION/HABITATION/HABITATION | TH-5110-2711 | As built | Mutualise | 1 | PBO-SRO-BPI-11665276-027 | 5 | CHAMBRE-130-FT/HABITATION/HABITATION/HABITATION | BPE-0128-64329-FT / PBO-SRO-BPI-11665276-027 / LEE | Vert | Violet | 3 | 17 | SRO-BPI-11665276 / BPE-0128-64329-FT / LEE | Violet | Turquoise | 5 | 59 | B2-T3-MODULE-B | 23 | Vertical | Mutualise - TH51102711 | Pigtail | As built
B2-T3-MODULE-B | 24 | - | B2-T3-MODULE-D12 | PBO-SRO-BPI-11665276-027 | PBO-SRO-BPI-11665276-027 | PBO-SRO-BPI-11665276-027 |  | Vert | Blanc | OCCUPE | OCCUPE |  |  | bleu |  | OCCUPE | [8 empty] | REFERENCE OK | [13 empty] | SRO-BPI-11665276 | NA | 16/08/2023 10:48:34 | NUSER2765 |  | As built | <Null> | SC-118540109 | PBO-SRO-BPI-11665276-027 | 402-PBO027 | Customer | DSP THD_64 | SFR_FTTH_ZMD_Legacy | 1 - 2 - 3 - 4 - 5 - 6 - 7 - 8 - 9 - 11 RUE DES PALOMBES / 3 - 8 RUE DES HIRONDELLES 64320 LEE |  |  | ID-64329000009V;ID-64329000009N;ID-6432900000AA;ID-64329000009W;ID-64329000009M;ID-6432900000AD;ID-64329000009L;ID-6432900000AC;ID-6432900000AO;ID-6432900000AK;ID-64329000009Q;ID-6432900000EU |  | 12 | AUTRES | PB Chambre | GP FTTH | FTTH | HABITATION/HABITATION/HABITATION | TH-5110-2678 | As built | Utilise | 1 | PBO-SRO-BPI-11665276-027 | 6 | CHAMBRE-130-FT/HABITATION/HABITATION/HABITATION | BPE-0128-64329-FT / PBO-SRO-BPI-11665276-027 / LEE | Vert | Blanc | 3 | 18 | SRO-BPI-11665276 / BPE-0128-64329-FT / LEE | Violet | Rose | 5 | 60 | B2-T3-MODULE-B | 24 | Vertical | TH51102678 | Jumper | As built | Utilise | B1-T2-SPL-1*64-03-OUT | 4 | Horizontal | SPL-1*64-03 | OptSplitter |  | 4 | 1x64 | [5 empty] | PIG9648553 | Pigtail | B2-T6-MODULE-TRANSPORT-A | 3 | Indetermine | BPE_0011-SFR / SRO-BPI-11665276 / LEE | Rouge | Vert | 1 | 3
B2-T3-MODULE-C | 1 | B2-T3-MODULE-B1 | B2-T3-MODULE-E1 | PBO-SRO-BPI-11665276-027 | PBO-SRO-BPI-11665276-027 | PBO-SRO-BPI-11665276-027 |  | Jaune | Rouge | OK | OK | 161 | 162 |  |  | OK | [8 empty] | REFERENCE OK | [13 empty] | SRO-BPI-11665276 | NA | 16/08/2023 10:48:34 | NUSER2765 |  | As built | <Null> | SC-118540109 | PBO-SRO-BPI-11665276-027 | 402-PBO027 | Customer | DSP THD_64 | SFR_FTTH_ZMD_Legacy | 1 - 2 - 3 - 4 - 5 - 6 - 7 - 8 - 9 - 11 RUE DES PALOMBES / 3 - 8 RUE DES HIRONDELLES 64320 LEE |  |  | ID-64329000009V;ID-64329000009N;ID-6432900000AA;ID-64329000009W;ID-64329000009M;ID-6432900000AD;ID-64329000009L;ID-6432900000AC;ID-6432900000AO;ID-6432900000AK;ID-64329000009Q;ID-6432900000EU |  | 12 | AUTRES | PB Chambre | GP FTTH | FTTH | HABITATION/HABITATION/HABITATION | TH-5110-2722 | Proposed | Reserve | 1 | PBO-SRO-BPI-11665276-027 | 7 | CHAMBRE-130-FT/HABITATION/HABITATION/HABITATION | BPE-0128-64329-FT / PBO-SRO-BPI-11665276-027 / LEE | Jaune | Rouge | 4 | 19 | SRO-BPI-11665276 / BPE-0128-64329-FT / LEE | Blanc | Rouge | 6 | 61 | B2-T3-MODULE-C | 1 | Vertical
B2-T3-MODULE-C | 2 | B2-T3-MODULE-B2 | B2-T3-MODULE-E2 | PBO-SRO-BPI-11665276-027 | PBO-SRO-BPI-11665276-027 | PBO-SRO-BPI-11665276-027 |  | Jaune | Bleu | OK | OK | 161 | 162 |  |  | OK | [8 empty] | REFERENCE OK | [13 empty] | SRO-BPI-11665276 | NA | 16/08/2023 10:48:34 | NUSER2765 |  | As built | <Null> | SC-118540109 | PBO-SRO-BPI-11665276-027 | 402-PBO027 | Customer | DSP THD_64 | SFR_FTTH_ZMD_Legacy | 1 - 2 - 3 - 4 - 5 - 6 - 7 - 8 - 9 - 11 RUE DES PALOMBES / 3 - 8 RUE DES HIRONDELLES 64320 LEE |  |  | ID-64329000009V;ID-64329000009N;ID-6432900000AA;ID-64329000009W;ID-64329000009M;ID-6432900000AD;ID-64329000009L;ID-6432900000AC;ID-6432900000AO;ID-6432900000AK;ID-64329000009Q;ID-6432900000EU |  | 12 | AUTRES | PB Chambre | GP FTTH | FTTH | HABITATION/HABITATION/HABITATION | TH-5110-2744 | Proposed | Reserve | 1 | PBO-SRO-BPI-11665276-027 | 8 | CHAMBRE-130-FT/HABITATION/HABITATION/HABITATION | BPE-0128-64329-FT / PBO-SRO-BPI-11665276-027 / LEE | Jaune | Bleu | 4 | 20 | SRO-BPI-11665276 / BPE-0128-64329-FT / LEE | Blanc | Bleu | 6 | 62 | B2-T3-MODULE-C | 2 | Vertical
B2-T3-MODULE-C | 3 | B2-T3-MODULE-B3 | B2-T3-MODULE-E3 | PBO-SRO-BPI-11665276-027 | PBO-SRO-BPI-11665276-027 | PBO-SRO-BPI-11665276-027 |  | Jaune | Vert | OK | OCCUPE | 162 |  |  |  | OK | [8 empty] | REFERENCE OK | [13 empty] | SRO-BPI-11665276 | NA | 16/08/2023 10:48:34 | NUSER2765 |  | As built | <Null> | SC-118540109 | PBO-SRO-BPI-11665276-027 | 402-PBO027 | Customer | DSP THD_64 | SFR_FTTH_ZMD_Legacy | 1 - 2 - 3 - 4 - 5 - 6 - 7 - 8 - 9 - 11 RUE DES PALOMBES / 3 - 8 RUE DES HIRONDELLES 64320 LEE |  |  | ID-64329000009V;ID-64329000009N;ID-6432900000AA;ID-64329000009W;ID-64329000009M;ID-6432900000AD;ID-64329000009L;ID-6432900000AC;ID-6432900000AO;ID-6432900000AK;ID-64329000009Q;ID-6432900000EU |  | 12 | AUTRES | PB Chambre | GP FTTH | FTTH | HABITATION/HABITATION/HABITATION | TH-5110-2755 | New | Libre | 1 | PBO-SRO-BPI-11665276-027 | 9 | CHAMBRE-130-FT/HABITATION/HABITATION/HABITATION | BPE-0128-64329-FT / PBO-SRO-BPI-11665276-027 / LEE | Jaune | Vert | 4 | 21 | SRO-BPI-11665276 / BPE-0128-64329-FT / LEE | Blanc | Vert | 6 | 63 | B2-T3-MODULE-C | 3 | Vertical
B2-T3-MODULE-C | 4 | B2-T3-MODULE-B4 | B2-T3-MODULE-E4 | PBO-SRO-BPI-11665276-027 | PBO-SRO-BPI-11665276-027 | PBO-SRO-BPI-11665276-027 |  | Jaune | Jaune | OK | OK | 161 | 162 |  |  | OK | [8 empty] | REFERENCE OK | [13 empty] | SRO-BPI-11665276 | NA | 16/08/2023 10:48:34 | NUSER2765 |  | As built | <Null> | SC-118540109 | PBO-SRO-BPI-11665276-027 | 402-PBO027 | Customer | DSP THD_64 | SFR_FTTH_ZMD_Legacy | 1 - 2 - 3 - 4 - 5 - 6 - 7 - 8 - 9 - 11 RUE DES PALOMBES / 3 - 8 RUE DES HIRONDELLES 64320 LEE |  |  | ID-64329000009V;ID-64329000009N;ID-6432900000AA;ID-64329000009W;ID-64329000009M;ID-6432900000AD;ID-64329000009L;ID-6432900000AC;ID-6432900000AO;ID-6432900000AK;ID-64329000009Q;ID-6432900000EU |  | 12 | AUTRES | PB Chambre | GP FTTH | FTTH | HABITATION/HABITATION/HABITATION | TH-5110-2766 | Proposed | Reserve | 1 | PBO-SRO-BPI-11665276-027 | 10 | CHAMBRE-130-FT/HABITATION/HABITATION/HABITATION | BPE-0128-64329-FT / PBO-SRO-BPI-11665276-027 / LEE | Jaune | Jaune | 4 | 22 | SRO-BPI-11665276 / BPE-0128-64329-FT / LEE | Blanc | Jaune | 6 | 64 | B2-T3-MODULE-C | 4 | Vertical
B2-T3-MODULE-C | 5 | B2-T3-MODULE-B5 | B2-T3-MODULE-E5 | PBO-SRO-BPI-11665276-027 | PBO-SRO-BPI-11665276-027 | PBO-SRO-BPI-11665276-027 |  | Jaune | Violet | OK | OCCUPE | 161 |  |  |  | OK | [8 empty] | REFERENCE OK | [13 empty] | SRO-BPI-11665276 | NA | 16/08/2023 10:48:34 | NUSER2765 |  | As built | <Null> | SC-118540109 | PBO-SRO-BPI-11665276-027 | 402-PBO027 | Customer | DSP THD_64 | SFR_FTTH_ZMD_Legacy | 1 - 2 - 3 - 4 - 5 - 6 - 7 - 8 - 9 - 11 RUE DES PALOMBES / 3 - 8 RUE DES HIRONDELLES 64320 LEE |  |  | ID-64329000009V;ID-64329000009N;ID-6432900000AA;ID-64329000009W;ID-64329000009M;ID-6432900000AD;ID-64329000009L;ID-6432900000AC;ID-6432900000AO;ID-6432900000AK;ID-64329000009Q;ID-6432900000EU |  | 12 | AUTRES | PB Chambre | GP FTTH | FTTH | HABITATION/HABITATION/HABITATION | TH-5110-2821 | New | Libre | 1 | PBO-SRO-BPI-11665276-027 | 11 | CHAMBRE-130-FT/HABITATION/HABITATION/HABITATION | BPE-0128-64329-FT / PBO-SRO-BPI-11665276-027 / LEE | Jaune | Violet | 4 | 23 | SRO-BPI-11665276 / BPE-0128-64329-FT / LEE | Blanc | Violet | 6 | 65 | B2-T3-MODULE-C | 5 | Vertical
B2-T3-MODULE-C | 6 | B2-T3-MODULE-B6 | B2-T3-MODULE-E6 | PBO-SRO-BPI-11665276-027 | PBO-SRO-BPI-11665276-027 | PBO-SRO-BPI-11665276-027 |  | Jaune | Blanc | OK | OK | 162 | 162 |  |  | OK | [8 empty] | REFERENCE OK | [13 empty] | SRO-BPI-11665276 | NA | 16/08/2023 10:48:34 | NUSER2765 |  | As built | <Null> | SC-118540109 | PBO-SRO-BPI-11665276-027 | 402-PBO027 | Customer | DSP THD_64 | SFR_FTTH_ZMD_Legacy | 1 - 2 - 3 - 4 - 5 - 6 - 7 - 8 - 9 - 11 RUE DES PALOMBES / 3 - 8 RUE DES HIRONDELLES 64320 LEE |  |  | ID-64329000009V;ID-64329000009N;ID-6432900000AA;ID-64329000009W;ID-64329000009M;ID-6432900000AD;ID-64329000009L;ID-6432900000AC;ID-6432900000AO;ID-6432900000AK;ID-64329000009Q;ID-6432900000EU |  | 12 | AUTRES | PB Chambre | GP FTTH | FTTH | HABITATION/HABITATION/HABITATION | TH-5110-2843 | New | Libre | 1 | PBO-SRO-BPI-11665276-027 | 12 | CHAMBRE-130-FT/HABITATION/HABITATION/HABITATION | BPE-0128-64329-FT / PBO-SRO-BPI-11665276-027 / LEE | Jaune | Blanc | 4 | 24 | SRO-BPI-11665276 / BPE-0128-64329-FT / LEE | Blanc | Blanc | 6 | 66 | B2-T3-MODULE-C | 6 | Vertical
B2-T3-MODULE-C | 7 | B2-T3-MODULE-B7 | B2-T3-MODULE-E7 | PBO-SRO-BPI-11665276-039 | PBO-SRO-BPI-11665276-039 | PBO-SRO-BPI-11665276-039 |  | Rouge | Rouge | OCCUPE | OCCUPE |  |  | bleu |  | OCCUPE | [8 empty] | REFERENCE OK | [13 empty] | SRO-BPI-11665276 | NA | 28/11/2023 11:05:14 | NUSER5743 |  | As built |  | SC-118540119 | PBO-SRO-BPI-11665276-039 | 402-PBO039 | Customer | DSP THD_64 | SFR_FTTH_ZMD_Legacy | 49 - 55 RUE DES PARTOLLES ; 1 - 3 - 5 - 7 - 9 - 11 - 9B RUE DU MILAN 64320 LEE |  |  | ID-6432900000AP;ID-6432900000AM;ID-6432900000A2;ID-6432900000AS;ID-6432900000AF;ID-6432900000AT;ID-6432900000AI;ID-64329000009K;ID-6432900000FV;ID-6432900000FY |  | 10 | AUTRES | PB Chambre | GP FTTH | FTTH | HABITATION/HABITATION/HABITATION | TH-5110-3470 | As built | Utilise | 1 | PBO-SRO-BPI-11665276-039 | 1 | CHAMBRE-271-FT/HABITATION/HABITATION/HABITATION | PBO-SRO-BPI-11665276-038 / PBO-SRO-BPI-11665276-039 / LEE | Rouge | Rouge | 1 | 1 | SRO-BPI-11665276 / BPE-0128-64329-FT / LEE | Blanc | Orange | 6 | 67 | B2-T3-MODULE-C | 7 | Vertical | TH51103470 | Jumper | As built | Utilise | B1-T2-SPL-1*64-03-OUT | 15 | Horizontal | SPL-1*64-03 | OptSplitter |  | 15 | 1x64 | [5 empty] | PIG9648553 | Pigtail | B2-T6-MODULE-TRANSPORT-A | 3 | Indetermine | BPE_0011-SFR / SRO-BPI-11665276 / LEE | Rouge | Vert | 1 | 3
B2-T3-MODULE-C | 8 | B2-T3-MODULE-B8 | B2-T3-MODULE-E8 | PBO-SRO-BPI-11665276-039 | PBO-SRO-BPI-11665276-039 | PBO-SRO-BPI-11665276-039 |  | Rouge | Bleu | OCCUPE | OCCUPE |  |  | bleu |  | OCCUPE | [8 empty] | REFERENCE OK | [13 empty] | SRO-BPI-11665276 | NA | 28/11/2023 11:05:14 | NUSER5743 |  | As built |  | SC-118540119 | PBO-SRO-BPI-11665276-039 | 402-PBO039 | Customer | DSP THD_64 | SFR_FTTH_ZMD_Legacy | 49 - 55 RUE DES PARTOLLES ; 1 - 3 - 5 - 7 - 9 - 11 - 9B RUE DU MILAN 64320 LEE |  |  | ID-6432900000AP;ID-6432900000AM;ID-6432900000A2;ID-6432900000AS;ID-6432900000AF;ID-6432900000AT;ID-6432900000AI;ID-64329000009K;ID-6432900000FV;ID-6432900000FY |  | 10 | AUTRES | PB Chambre | GP FTTH | FTTH | HABITATION/HABITATION/HABITATION | TH-5110-3514 | As built | Utilise | 1 | PBO-SRO-BPI-11665276-039 | 2 | CHAMBRE-271-FT/HABITATION/HABITATION/HABITATION | PBO-SRO-BPI-11665276-038 / PBO-SRO-BPI-11665276-039 / LEE | Rouge | Bleu | 1 | 2 | SRO-BPI-11665276 / BPE-0128-64329-FT / LEE | Blanc | Gris | 6 | 68 | B2-T3-MODULE-C | 8 | Vertical | TH51103514 | Jumper | As built | Utilise | B1-T2-SPL-1*64-03-OUT | 11 | Horizontal | SPL-1*64-03 | OptSplitter |  | 11 | 1x64 | [5 empty] | PIG9648553 | Pigtail | B2-T6-MODULE-TRANSPORT-A | 3 | Indetermine | BPE_0011-SFR / SRO-BPI-11665276 / LEE | Rouge | Vert | 1 | 3
B2-T3-MODULE-C | 9 | B2-T3-MODULE-B9 | B2-T3-MODULE-E9 | PBO-SRO-BPI-11665276-039 | PBO-SRO-BPI-11665276-039 | PBO-SRO-BPI-11665276-039 |  | Rouge | Vert | OCCUPE | OCCUPE |  |  | orange |  | OCCUPE | [8 empty] | REFERENCE OK | [13 empty] | SRO-BPI-11665276 | NA | 28/11/2023 11:05:14 | NUSER5743 |  | As built |  | SC-118540119 | PBO-SRO-BPI-11665276-039 | 402-PBO039 | Customer | DSP THD_64 | SFR_FTTH_ZMD_Legacy | 49 - 55 RUE DES PARTOLLES ; 1 - 3 - 5 - 7 - 9 - 11 - 9B RUE DU MILAN 64320 LEE |  |  | ID-6432900000AP;ID-6432900000AM;ID-6432900000A2;ID-6432900000AS;ID-6432900000AF;ID-6432900000AT;ID-6432900000AI;ID-64329000009K;ID-6432900000FV;ID-6432900000FY |  | 10 | AUTRES | PB Chambre | GP FTTH | FTTH | HABITATION/HABITATION/HABITATION | TH-5110-3492 | As built | Mutualise | 1 | PBO-SRO-BPI-11665276-039 | 3 | CHAMBRE-271-FT/HABITATION/HABITATION/HABITATION | PBO-SRO-BPI-11665276-038 / PBO-SRO-BPI-11665276-039 / LEE | Rouge | Vert | 1 | 3 | SRO-BPI-11665276 / BPE-0128-64329-FT / LEE | Blanc | Marron | 6 | 69 | B2-T3-MODULE-C | 9 | Vertical | Mutualise - TH51103492 | Pigtail | As built
B2-T3-MODULE-C | 10 | B2-T3-MODULE-B10 | B2-T3-MODULE-E10 | PBO-SRO-BPI-11665276-039 | PBO-SRO-BPI-11665276-039 | PBO-SRO-BPI-11665276-039 |  | Rouge | Jaune | OK | OK | 408 | 409 |  |  | OK | [8 empty] | REFERENCE OK | [13 empty] | SRO-BPI-11665276 | NA | 28/11/2023 11:05:14 | NUSER5743 |  | As built |  | SC-118540119 | PBO-SRO-BPI-11665276-039 | 402-PBO039 | Customer | DSP THD_64 | SFR_FTTH_ZMD_Legacy | 49 - 55 RUE DES PARTOLLES ; 1 - 3 - 5 - 7 - 9 - 11 - 9B RUE DU MILAN 64320 LEE |  |  | ID-6432900000AP;ID-6432900000AM;ID-6432900000A2;ID-6432900000AS;ID-6432900000AF;ID-6432900000AT;ID-6432900000AI;ID-64329000009K;ID-6432900000FV;ID-6432900000FY |  | 10 | AUTRES | PB Chambre | GP FTTH | FTTH | HABITATION/HABITATION/HABITATION | TH-5110-3503 | New | Libre | 1 | PBO-SRO-BPI-11665276-039 | 4 | CHAMBRE-271-FT/HABITATION/HABITATION/HABITATION | PBO-SRO-BPI-11665276-038 / PBO-SRO-BPI-11665276-039 / LEE | Rouge | Jaune | 1 | 4 | SRO-BPI-11665276 / BPE-0128-64329-FT / LEE | Blanc | Noir | 6 | 70 | B2-T3-MODULE-C | 10 | Vertical
B2-T3-MODULE-C | 11 | B2-T3-MODULE-B11 | B2-T3-MODULE-E11 | PBO-SRO-BPI-11665276-039 | PBO-SRO-BPI-11665276-039 | PBO-SRO-BPI-11665276-039 |  | Rouge | Violet | OCCUPE | OCCUPE |  |  | orange |  | OCCUPE | [8 empty] | REFERENCE OK | [13 empty] | SRO-BPI-11665276 | NA | 28/11/2023 11:05:14 | NUSER5743 |  | As built |  | SC-118540119 | PBO-SRO-BPI-11665276-039 | 402-PBO039 | Customer | DSP THD_64 | SFR_FTTH_ZMD_Legacy | 49 - 55 RUE DES PARTOLLES ; 1 - 3 - 5 - 7 - 9 - 11 - 9B RUE DU MILAN 64320 LEE |  |  | ID-6432900000AP;ID-6432900000AM;ID-6432900000A2;ID-6432900000AS;ID-6432900000AF;ID-6432900000AT;ID-6432900000AI;ID-64329000009K;ID-6432900000FV;ID-6432900000FY |  | 10 | AUTRES | PB Chambre | GP FTTH | FTTH | HABITATION/HABITATION/HABITATION | TH-5110-3481 | As built | Mutualise | 1 | PBO-SRO-BPI-11665276-039 | 5 | CHAMBRE-271-FT/HABITATION/HABITATION/HABITATION | PBO-SRO-BPI-11665276-038 / PBO-SRO-BPI-11665276-039 / LEE | Rouge | Violet | 1 | 5 | SRO-BPI-11665276 / BPE-0128-64329-FT / LEE | Blanc | Turquoise | 6 | 71 | B2-T3-MODULE-C | 11 | Vertical | Mutualise - TH51103481 | Pigtail | As built
B2-T3-MODULE-C | 12 | B2-T3-MODULE-B12 | B2-T3-MODULE-E12 | PBO-SRO-BPI-11665276-039 | PBO-SRO-BPI-11665276-039 | PBO-SRO-BPI-11665276-039 |  | Rouge | Blanc | OCCUPE | OCCUPE |  |  | orange |  | OCCUPE | [8 empty] | REFERENCE OK | [13 empty] | SRO-BPI-11665276 | NA | 28/11/2023 11:05:14 | NUSER5743 |  | As built |  | SC-118540119 | PBO-SRO-BPI-11665276-039 | 402-PBO039 | Customer | DSP THD_64 | SFR_FTTH_ZMD_Legacy | 49 - 55 RUE DES PARTOLLES ; 1 - 3 - 5 - 7 - 9 - 11 - 9B RUE DU MILAN 64320 LEE |  |  | ID-6432900000AP;ID-6432900000AM;ID-6432900000A2;ID-6432900000AS;ID-6432900000AF;ID-6432900000AT;ID-6432900000AI;ID-64329000009K;ID-6432900000FV;ID-6432900000FY |  | 10 | AUTRES | PB Chambre | GP FTTH | FTTH | HABITATION/HABITATION/HABITATION | TH-5110-3525 | As built | Mutualise | 1 | PBO-SRO-BPI-11665276-039 | 6 | CHAMBRE-271-FT/HABITATION/HABITATION/HABITATION | PBO-SRO-BPI-11665276-038 / PBO-SRO-BPI-11665276-039 / LEE | Rouge | Blanc | 1 | 6 | SRO-BPI-11665276 / BPE-0128-64329-FT / LEE | Blanc | Rose | 6 | 72 | B2-T3-MODULE-C | 12 | Vertical | Mutualise - TH51103525 | Pigtail | As built
B2-T3-MODULE-C | 13 | - | B2-T3-MODULE-F1 | PBO-SRO-BPI-11665276-039 | PBO-SRO-BPI-11665276-039 | PBO-SRO-BPI-11665276-039 |  | Bleu | Rouge | OK | OCCUPE | 409 |  |  |  | OK | [8 empty] | REFERENCE OK | [13 empty] | SRO-BPI-11665276 | NA | 28/11/2023 11:05:14 | NUSER5743 |  | As built |  | SC-118540119 | PBO-SRO-BPI-11665276-039 | 402-PBO039 | Customer | DSP THD_64 | SFR_FTTH_ZMD_Legacy | 49 - 55 RUE DES PARTOLLES ; 1 - 3 - 5 - 7 - 9 - 11 - 9B RUE DU MILAN 64320 LEE |  |  | ID-6432900000AP;ID-6432900000AM;ID-6432900000A2;ID-6432900000AS;ID-6432900000AF;ID-6432900000AT;ID-6432900000AI;ID-64329000009K;ID-6432900000FV;ID-6432900000FY |  | 10 | AUTRES | PB Chambre | GP FTTH | FTTH | HABITATION/HABITATION/HABITATION | TH-5110-3536 | As built | Utilise | 1 | PBO-SRO-BPI-11665276-039 | 7 | CHAMBRE-271-FT/HABITATION/HABITATION/HABITATION | PBO-SRO-BPI-11665276-038 / PBO-SRO-BPI-11665276-039 / LEE | Bleu | Rouge | 2 | 7 | SRO-BPI-11665276 / BPE-0128-64329-FT / LEE | Orange | Rouge | 7 | 73 | B2-T3-MODULE-C | 13 | Vertical | TH51103536 | Jumper | As built | Utilise | B1-T2-SPL-1*64-03-OUT | 40 | Horizontal | SPL-1*64-03 | OptSplitter |  | 40 | 1x64 | [5 empty] | PIG9648553 | Pigtail | B2-T6-MODULE-TRANSPORT-A | 3 | Indetermine | BPE_0011-SFR / SRO-BPI-11665276 / LEE | Rouge | Vert | 1 | 3
B2-T3-MODULE-C | 14 | - | B2-T3-MODULE-F2 | PBO-SRO-BPI-11665276-039 | PBO-SRO-BPI-11665276-039 | PBO-SRO-BPI-11665276-039 |  | Bleu | Bleu | OK | OCCUPE | 409 |  |  |  | OK | [8 empty] | REFERENCE OK | [13 empty] | SRO-BPI-11665276 | NA | 28/11/2023 11:05:14 | NUSER5743 |  | As built |  | SC-118540119 | PBO-SRO-BPI-11665276-039 | 402-PBO039 | Customer | DSP THD_64 | SFR_FTTH_ZMD_Legacy | 49 - 55 RUE DES PARTOLLES ; 1 - 3 - 5 - 7 - 9 - 11 - 9B RUE DU MILAN 64320 LEE |  |  | ID-6432900000AP;ID-6432900000AM;ID-6432900000A2;ID-6432900000AS;ID-6432900000AF;ID-6432900000AT;ID-6432900000AI;ID-64329000009K;ID-6432900000FV;ID-6432900000FY |  | 10 | AUTRES | PB Chambre | GP FTTH | FTTH | HABITATION/HABITATION/HABITATION | TH-5110-3547 | As built | Mutualise | 1 | PBO-SRO-BPI-11665276-039 | 8 | CHAMBRE-271-FT/HABITATION/HABITATION/HABITATION | PBO-SRO-BPI-11665276-038 / PBO-SRO-BPI-11665276-039 / LEE | Bleu | Bleu | 2 | 8 | SRO-BPI-11665276 / BPE-0128-64329-FT / LEE | Orange | Bleu | 7 | 74 | B2-T3-MODULE-C | 14 | Vertical | Mutualise - TH51103547 | Pigtail | As built
B2-T3-MODULE-C | 15 | - | B2-T3-MODULE-F3 | PBO-SRO-BPI-11665276-039 | PBO-SRO-BPI-11665276-039 | PBO-SRO-BPI-11665276-039 |  | Bleu | Vert | NOK | OCCUPE | 409 |  |  |  | OK | [8 empty] | REFERENCE OK |  | 1: BPE-0128-FT | SRO-BPI-11665276 | NA | 28/11/2023 11:05:14 | NUSER5743 |  | As built |  | SC-118540119 | PBO-SRO-BPI-11665276-039 | 402-PBO039 | Customer | DSP THD_64 | SFR_FTTH_ZMD_Legacy | 49 - 55 RUE DES PARTOLLES ; 1 - 3 - 5 - 7 - 9 - 11 - 9B RUE DU MILAN 64320 LEE |  |  | ID-6432900000AP;ID-6432900000AM;ID-6432900000A2;ID-6432900000AS;ID-6432900000AF;ID-6432900000AT;ID-6432900000AI;ID-64329000009K;ID-6432900000FV;ID-6432900000FY |  | 10 | AUTRES | PB Chambre | GP FTTH | FTTH | HABITATION/HABITATION/HABITATION | TH-B079-6081 | New | Libre | 1 | PBO-SRO-BPI-11665276-039 | 9 | CHAMBRE-271-FT/HABITATION/HABITATION/HABITATION | PBO-SRO-BPI-11665276-038 / PBO-SRO-BPI-11665276-039 / LEE | Bleu | Vert | 2 | 9 | SRO-BPI-11665276 / BPE-0128-64329-FT / LEE | Orange | Vert | 7 | 75 | B2-T3-MODULE-C | 15 | Vertical
B2-T3-MODULE-C | 16 | - | B2-T3-MODULE-F4 | PBO-SRO-BPI-11665276-039 | PBO-SRO-BPI-11665276-039 | PBO-SRO-BPI-11665276-039 |  | Bleu | Jaune | OK | OCCUPE | 409 |  |  |  | OK | [8 empty] | REFERENCE OK | [13 empty] | SRO-BPI-11665276 | NA | 28/11/2023 11:05:14 | NUSER5743 |  | As built |  | SC-118540119 | PBO-SRO-BPI-11665276-039 | 402-PBO039 | Customer | DSP THD_64 | SFR_FTTH_ZMD_Legacy | 49 - 55 RUE DES PARTOLLES ; 1 - 3 - 5 - 7 - 9 - 11 - 9B RUE DU MILAN 64320 LEE |  |  | ID-6432900000AP;ID-6432900000AM;ID-6432900000A2;ID-6432900000AS;ID-6432900000AF;ID-6432900000AT;ID-6432900000AI;ID-64329000009K;ID-6432900000FV;ID-6432900000FY |  | 10 | AUTRES | PB Chambre | GP FTTH | FTTH | [5 empty] | PBO-SRO-BPI-11665276-039 | 10 | CHAMBRE-271-FT/HABITATION/HABITATION/HABITATION | PBO-SRO-BPI-11665276-038 / PBO-SRO-BPI-11665276-039 / LEE | Bleu | Jaune | 2 | 10 | SRO-BPI-11665276 / BPE-0128-64329-FT / LEE | Orange | Jaune | 7 | 76 | B2-T3-MODULE-C | 16 | Vertical
B2-T3-MODULE-C | 17 | - | B2-T3-MODULE-F5 | PBO-SRO-BPI-11665276-039 | PBO-SRO-BPI-11665276-039 | PBO-SRO-BPI-11665276-039 |  | Bleu | Violet | OK | OCCUPE | 409 |  |  |  | OK | [8 empty] | REFERENCE OK | [13 empty] | SRO-BPI-11665276 | NA | 28/11/2023 11:05:14 | NUSER5743 |  | As built |  | SC-118540119 | PBO-SRO-BPI-11665276-039 | 402-PBO039 | Customer | DSP THD_64 | SFR_FTTH_ZMD_Legacy | 49 - 55 RUE DES PARTOLLES ; 1 - 3 - 5 - 7 - 9 - 11 - 9B RUE DU MILAN 64320 LEE |  |  | ID-6432900000AP;ID-6432900000AM;ID-6432900000A2;ID-6432900000AS;ID-6432900000AF;ID-6432900000AT;ID-6432900000AI;ID-64329000009K;ID-6432900000FV;ID-6432900000FY |  | 10 | AUTRES | PB Chambre | GP FTTH | FTTH | [5 empty] | PBO-SRO-BPI-11665276-039 | 11 | CHAMBRE-271-FT/HABITATION/HABITATION/HABITATION | PBO-SRO-BPI-11665276-038 / PBO-SRO-BPI-11665276-039 / LEE | Bleu | Violet | 2 | 11 | SRO-BPI-11665276 / BPE-0128-64329-FT / LEE | Orange | Violet | 7 | 77 | B2-T3-MODULE-C | 17 | Vertical
B2-T3-MODULE-C | 18 | - | B2-T3-MODULE-F6 | PBO-SRO-BPI-11665276-039 | PBO-SRO-BPI-11665276-039 | PBO-SRO-BPI-11665276-039 |  | Bleu | Blanc | OK | OK | 409 | 409 |  |  | OK | [8 empty] | REFERENCE OK | [13 empty] | SRO-BPI-11665276 | NA | 28/11/2023 11:05:14 | NUSER5743 |  | As built |  | SC-118540119 | PBO-SRO-BPI-11665276-039 | 402-PBO039 | Customer | DSP THD_64 | SFR_FTTH_ZMD_Legacy | 49 - 55 RUE DES PARTOLLES ; 1 - 3 - 5 - 7 - 9 - 11 - 9B RUE DU MILAN 64320 LEE |  |  | ID-6432900000AP;ID-6432900000AM;ID-6432900000A2;ID-6432900000AS;ID-6432900000AF;ID-6432900000AT;ID-6432900000AI;ID-64329000009K;ID-6432900000FV;ID-6432900000FY |  | 10 | AUTRES | PB Chambre | GP FTTH | FTTH | [5 empty] | PBO-SRO-BPI-11665276-039 | 12 | CHAMBRE-271-FT/HABITATION/HABITATION/HABITATION | PBO-SRO-BPI-11665276-038 / PBO-SRO-BPI-11665276-039 / LEE | Bleu | Blanc | 2 | 12 | SRO-BPI-11665276 / BPE-0128-64329-FT / LEE | Orange | Blanc | 7 | 78 | B2-T3-MODULE-C | 18 | Vertical
B2-T3-MODULE-C | 19 | - | B2-T3-MODULE-F7 | PBO-SRO-BPI-11665276-038 | PBO-SRO-BPI-11665276-038 | PBO-SRO-BPI-11665276-038 |  | Vert | Rouge | OK | OCCUPE | 217 |  |  |  | OK | [8 empty] | REFERENCE OK | [13 empty] | SRO-BPI-11665276 | NA | 16/08/2023 10:48:34 | NUSER2765 |  | As built |  | SC-118540103 | PBO-SRO-BPI-11665276-038 | 402-PBO038 | Customer | DSP THD_64 | SFR_FTTH_ZMD_Legacy | 0 - 0B RUE DES PARTOLLES PARCELLE 64329000BE0053 ; 0 - 0B RUE DES PARTOLLES PARCELLE 64329000BE0056 ; 33 - 35 - 37 - 43 RUE DES PARTOLLES ; 0 - 0B RUE DES PARTOLLES PARCELLE 64329000BE0054 64320 LEE |  |  | ID-6432900000AL;ID-64329000009X;ID-6432900000AR;ID-6432900000A9;ID-6432900000A3;ID-6432900000AJ;ID-6432900000AN;ID-64329000009S;ID-64329000009R;ID-6432900000AG |  | 10 | AUTRES | PB Chambre | GP FTTH | FTTH | HABITATION 038/HABITATION/HABITATION | TH-5110-2205 | As built | Mutualise | 1 | PBO-SRO-BPI-11665276-038 | 1 | CHAMBRE-266-FT/HABITATION 038/HABITATION/HABITATION | BPE-0128-64329-FT / PBO-SRO-BPI-11665276-038 / LEE | Vert | Rouge | 3 | 13 | SRO-BPI-11665276 / BPE-0128-64329-FT / LEE | Orange | Orange | 7 | 79 | B2-T3-MODULE-C | 19 | Vertical | Mutualise - TH51102205 | Pigtail | As built
B2-T3-MODULE-C | 20 | - | B2-T3-MODULE-F8 | PBO-SRO-BPI-11665276-038 | PBO-SRO-BPI-11665276-038 | PBO-SRO-BPI-11665276-038 |  | Vert | Bleu | OK | OK | 217 | 218 |  |  | OK | [8 empty] | REFERENCE OK | [13 empty] | SRO-BPI-11665276 | NA | 16/08/2023 10:48:34 | NUSER2765 |  | As built |  | SC-118540103 | PBO-SRO-BPI-11665276-038 | 402-PBO038 | Customer | DSP THD_64 | SFR_FTTH_ZMD_Legacy | 0 - 0B RUE DES PARTOLLES PARCELLE 64329000BE0053 ; 0 - 0B RUE DES PARTOLLES PARCELLE 64329000BE0056 ; 33 - 35 - 37 - 43 RUE DES PARTOLLES ; 0 - 0B RUE DES PARTOLLES PARCELLE 64329000BE0054 64320 LEE |  |  | ID-6432900000AL;ID-64329000009X;ID-6432900000AR;ID-6432900000A9;ID-6432900000A3;ID-6432900000AJ;ID-6432900000AN;ID-64329000009S;ID-64329000009R;ID-6432900000AG |  | 10 | AUTRES | PB Chambre | GP FTTH | FTTH | HABITATION 038/HABITATION/HABITATION | TH-5110-2216 | Proposed | Reserve | 1 | PBO-SRO-BPI-11665276-038 | 2 | CHAMBRE-266-FT/HABITATION 038/HABITATION/HABITATION | BPE-0128-64329-FT / PBO-SRO-BPI-11665276-038 / LEE | Vert | Bleu | 3 | 14 | SRO-BPI-11665276 / BPE-0128-64329-FT / LEE | Orange | Gris | 7 | 80 | B2-T3-MODULE-C | 20 | Vertical
B2-T3-MODULE-C | 21 | - | B2-T3-MODULE-F9 | PBO-SRO-BPI-11665276-038 | PBO-SRO-BPI-11665276-038 | PBO-SRO-BPI-11665276-038 |  | Vert | Vert | OK | OCCUPE | 217 |  |  |  | OK | [8 empty] | REFERENCE OK | [13 empty] | SRO-BPI-11665276 | NA | 16/08/2023 10:48:34 | NUSER2765 |  | As built |  | SC-118540103 | PBO-SRO-BPI-11665276-038 | 402-PBO038 | Customer | DSP THD_64 | SFR_FTTH_ZMD_Legacy | 0 - 0B RUE DES PARTOLLES PARCELLE 64329000BE0053 ; 0 - 0B RUE DES PARTOLLES PARCELLE 64329000BE0056 ; 33 - 35 - 37 - 43 RUE DES PARTOLLES ; 0 - 0B RUE DES PARTOLLES PARCELLE 64329000BE0054 64320 LEE |  |  | ID-6432900000AL;ID-64329000009X;ID-6432900000AR;ID-6432900000A9;ID-6432900000A3;ID-6432900000AJ;ID-6432900000AN;ID-64329000009S;ID-64329000009R;ID-6432900000AG |  | 10 | AUTRES | PB Chambre | GP FTTH | FTTH | HABITATION 038/HABITATION/HABITATION | TH-5110-2227 | Proposed | Reserve | 1 | PBO-SRO-BPI-11665276-038 | 3 | CHAMBRE-266-FT/HABITATION 038/HABITATION/HABITATION | BPE-0128-64329-FT / PBO-SRO-BPI-11665276-038 / LEE | Vert | Vert | 3 | 15 | SRO-BPI-11665276 / BPE-0128-64329-FT / LEE | Orange | Marron | 7 | 81 | B2-T3-MODULE-C | 21 | Vertical
B2-T3-MODULE-C | 22 | - | B2-T3-MODULE-F10 | PBO-SRO-BPI-11665276-038 | PBO-SRO-BPI-11665276-038 | PBO-SRO-BPI-11665276-038 |  | Vert | Jaune | OK | OK | 217 | 218 |  |  | OK | [8 empty] | REFERENCE OK | [13 empty] | SRO-BPI-11665276 | NA | 16/08/2023 10:48:34 | NUSER2765 |  | As built |  | SC-118540103 | PBO-SRO-BPI-11665276-038 | 402-PBO038 | Customer | DSP THD_64 | SFR_FTTH_ZMD_Legacy | 0 - 0B RUE DES PARTOLLES PARCELLE 64329000BE0053 ; 0 - 0B RUE DES PARTOLLES PARCELLE 64329000BE0056 ; 33 - 35 - 37 - 43 RUE DES PARTOLLES ; 0 - 0B RUE DES PARTOLLES PARCELLE 64329000BE0054 64320 LEE |  |  | ID-6432900000AL;ID-64329000009X;ID-6432900000AR;ID-6432900000A9;ID-6432900000A3;ID-6432900000AJ;ID-6432900000AN;ID-64329000009S;ID-64329000009R;ID-6432900000AG |  | 10 | AUTRES | PB Chambre | GP FTTH | FTTH | HABITATION 038/HABITATION/HABITATION | TH-5110-2238 | New | Libre | 1 | PBO-SRO-BPI-11665276-038 | 4 | CHAMBRE-266-FT/HABITATION 038/HABITATION/HABITATION | BPE-0128-64329-FT / PBO-SRO-BPI-11665276-038 / LEE | Vert | Jaune | 3 | 16 | SRO-BPI-11665276 / BPE-0128-64329-FT / LEE | Orange | Noir | 7 | 82 | B2-T3-MODULE-C | 22 | Vertical
B2-T3-MODULE-C | 23 | - | B2-T3-MODULE-F11 | PBO-SRO-BPI-11665276-038 | PBO-SRO-BPI-11665276-038 | PBO-SRO-BPI-11665276-038 |  | Vert | Violet | NOK | OCCUPE | 217 |  |  |  | OK | [8 empty] | REFERENCE OK |  | 1: BPE-0128-FT | SRO-BPI-11665276 | NA | 16/08/2023 10:48:34 | NUSER2765 |  | As built |  | SC-118540103 | PBO-SRO-BPI-11665276-038 | 402-PBO038 | Customer | DSP THD_64 | SFR_FTTH_ZMD_Legacy | 0 - 0B RUE DES PARTOLLES PARCELLE 64329000BE0053 ; 0 - 0B RUE DES PARTOLLES PARCELLE 64329000BE0056 ; 33 - 35 - 37 - 43 RUE DES PARTOLLES ; 0 - 0B RUE DES PARTOLLES PARCELLE 64329000BE0054 64320 LEE |  |  | ID-6432900000AL;ID-64329000009X;ID-6432900000AR;ID-6432900000A9;ID-6432900000A3;ID-6432900000AJ;ID-6432900000AN;ID-64329000009S;ID-64329000009R;ID-6432900000AG |  | 10 | AUTRES | PB Chambre | GP FTTH | FTTH | HABITATION 038/HABITATION/HABITATION | TH-5110-2249 | New | Libre | 1 | PBO-SRO-BPI-11665276-038 | 5 | CHAMBRE-266-FT/HABITATION 038/HABITATION/HABITATION | BPE-0128-64329-FT / PBO-SRO-BPI-11665276-038 / LEE | Vert | Violet | 3 | 17 | SRO-BPI-11665276 / BPE-0128-64329-FT / LEE | Orange | Turquoise | 7 | 83 | B2-T3-MODULE-C | 23 | Vertical
B2-T3-MODULE-C | 24 | - | B2-T3-MODULE-F12 | PBO-SRO-BPI-11665276-038 | PBO-SRO-BPI-11665276-038 | PBO-SRO-BPI-11665276-038 |  | Vert | Blanc | OK | OCCUPE | 217 |  |  |  | OK | [8 empty] | REFERENCE OK | [13 empty] | SRO-BPI-11665276 | NA | 16/08/2023 10:48:34 | NUSER2765 |  | As built |  | SC-118540103 | PBO-SRO-BPI-11665276-038 | 402-PBO038 | Customer | DSP THD_64 | SFR_FTTH_ZMD_Legacy | 0 - 0B RUE DES PARTOLLES PARCELLE 64329000BE0053 ; 0 - 0B RUE DES PARTOLLES PARCELLE 64329000BE0056 ; 33 - 35 - 37 - 43 RUE DES PARTOLLES ; 0 - 0B RUE DES PARTOLLES PARCELLE 64329000BE0054 64320 LEE |  |  | ID-6432900000AL;ID-64329000009X;ID-6432900000AR;ID-6432900000A9;ID-6432900000A3;ID-6432900000AJ;ID-6432900000AN;ID-64329000009S;ID-64329000009R;ID-6432900000AG |  | 10 | AUTRES | PB Chambre | GP FTTH | FTTH | HABITATION 038/HABITATION/HABITATION | TH-5110-2260 | New | Libre | 1 | PBO-SRO-BPI-11665276-038 | 6 | CHAMBRE-266-FT/HABITATION 038/HABITATION/HABITATION | BPE-0128-64329-FT / PBO-SRO-BPI-11665276-038 / LEE | Vert | Blanc | 3 | 18 | SRO-BPI-11665276 / BPE-0128-64329-FT / LEE | Orange | Rose | 7 | 84 | B2-T3-MODULE-C | 24 | Vertical
B2-T3-MODULE-D | 1 | B2-T3-MODULE-B13 | B2-T3-MODULE-G1 | PBO-SRO-BPI-11665276-038 | PBO-SRO-BPI-11665276-038 | PBO-SRO-BPI-11665276-038 |  | Jaune | Rouge | OK | OK | 218 | 218 |  |  | OK | [8 empty] | REFERENCE OK | [13 empty] | SRO-BPI-11665276 | NA | 16/08/2023 10:48:34 | NUSER2765 |  | As built |  | SC-118540103 | PBO-SRO-BPI-11665276-038 | 402-PBO038 | Customer | DSP THD_64 | SFR_FTTH_ZMD_Legacy | 0 - 0B RUE DES PARTOLLES PARCELLE 64329000BE0053 ; 0 - 0B RUE DES PARTOLLES PARCELLE 64329000BE0056 ; 33 - 35 - 37 - 43 RUE DES PARTOLLES ; 0 - 0B RUE DES PARTOLLES PARCELLE 64329000BE0054 64320 LEE |  |  | ID-6432900000AL;ID-64329000009X;ID-6432900000AR;ID-6432900000A9;ID-6432900000A3;ID-6432900000AJ;ID-6432900000AN;ID-64329000009S;ID-64329000009R;ID-6432900000AG |  | 10 | AUTRES | PB Chambre | GP FTTH | FTTH | HABITATION 038/HABITATION/HABITATION | TH-5110-2271 | New | Libre | 1 | PBO-SRO-BPI-11665276-038 | 7 | CHAMBRE-266-FT/HABITATION 038/HABITATION/HABITATION | BPE-0128-64329-FT / PBO-SRO-BPI-11665276-038 / LEE | Jaune | Rouge | 4 | 19 | SRO-BPI-11665276 / BPE-0128-64329-FT / LEE | Gris | Rouge | 8 | 85 | B2-T3-MODULE-D | 1 | Vertical
B2-T3-MODULE-D | 2 | B2-T3-MODULE-B14 | B2-T3-MODULE-G2 | PBO-SRO-BPI-11665276-038 | PBO-SRO-BPI-11665276-038 | PBO-SRO-BPI-11665276-038 |  | Jaune | Bleu | OK | OK | 217 | 218 |  |  | OK | [8 empty] | REFERENCE OK | [13 empty] | SRO-BPI-11665276 | NA | 16/08/2023 10:48:34 | NUSER2765 |  | As built |  | SC-118540103 | PBO-SRO-BPI-11665276-038 | 402-PBO038 | Customer | DSP THD_64 | SFR_FTTH_ZMD_Legacy | 0 - 0B RUE DES PARTOLLES PARCELLE 64329000BE0053 ; 0 - 0B RUE DES PARTOLLES PARCELLE 64329000BE0056 ; 33 - 35 - 37 - 43 RUE DES PARTOLLES ; 0 - 0B RUE DES PARTOLLES PARCELLE 64329000BE0054 64320 LEE |  |  | ID-6432900000AL;ID-64329000009X;ID-6432900000AR;ID-6432900000A9;ID-6432900000A3;ID-6432900000AJ;ID-6432900000AN;ID-64329000009S;ID-64329000009R;ID-6432900000AG |  | 10 | AUTRES | PB Chambre | GP FTTH | FTTH | HABITATION 038/HABITATION/HABITATION | TH-5110-2282 | New | Libre | 1 | PBO-SRO-BPI-11665276-038 | 8 | CHAMBRE-266-FT/HABITATION 038/HABITATION/HABITATION | BPE-0128-64329-FT / PBO-SRO-BPI-11665276-038 / LEE | Jaune | Bleu | 4 | 20 | SRO-BPI-11665276 / BPE-0128-64329-FT / LEE | Gris | Bleu | 8 | 86 | B2-T3-MODULE-D | 2 | Vertical
B2-T3-MODULE-D | 3 | B2-T3-MODULE-B15 | B2-T3-MODULE-G3 | PBO-SRO-BPI-11665276-038 | PBO-SRO-BPI-11665276-038 | PBO-SRO-BPI-11665276-038 |  | Jaune | Vert | OK | OK | 217 | 218 |  |  | OK | [8 empty] | REFERENCE OK | [13 empty] | SRO-BPI-11665276 | NA | 16/08/2023 10:48:34 | NUSER2765 |  | As built |  | SC-118540103 | PBO-SRO-BPI-11665276-038 | 402-PBO038 | Customer | DSP THD_64 | SFR_FTTH_ZMD_Legacy | 0 - 0B RUE DES PARTOLLES PARCELLE 64329000BE0053 ; 0 - 0B RUE DES PARTOLLES PARCELLE 64329000BE0056 ; 33 - 35 - 37 - 43 RUE DES PARTOLLES ; 0 - 0B RUE DES PARTOLLES PARCELLE 64329000BE0054 64320 LEE |  |  | ID-6432900000AL;ID-64329000009X;ID-6432900000AR;ID-6432900000A9;ID-6432900000A3;ID-6432900000AJ;ID-6432900000AN;ID-64329000009S;ID-64329000009R;ID-6432900000AG |  | 10 | AUTRES | PB Chambre | GP FTTH | FTTH | HABITATION 038/HABITATION/HABITATION | TH-5110-2832 | As built | Utilise | 1 | PBO-SRO-BPI-11665276-038 | 9 | CHAMBRE-266-FT/HABITATION 038/HABITATION/HABITATION | BPE-0128-64329-FT / PBO-SRO-BPI-11665276-038 / LEE | Jaune | Vert | 4 | 21 | SRO-BPI-11665276 / BPE-0128-64329-FT / LEE | Gris | Vert | 8 | 87 | B2-T3-MODULE-D | 3 | Vertical
B2-T3-MODULE-D | 4 | B2-T3-MODULE-B16 | B2-T3-MODULE-G4 | PBO-SRO-BPI-11665276-038 | PBO-SRO-BPI-11665276-038 | PBO-SRO-BPI-11665276-038 |  | Jaune | Jaune | OK | OCCUPE | 218 |  |  |  | OK | [8 empty] | REFERENCE OK | [13 empty] | SRO-BPI-11665276 | NA | 16/08/2023 10:48:34 | NUSER2765 |  | As built |  | SC-118540103 | PBO-SRO-BPI-11665276-038 | 402-PBO038 | Customer | DSP THD_64 | SFR_FTTH_ZMD_Legacy | 0 - 0B RUE DES PARTOLLES PARCELLE 64329000BE0053 ; 0 - 0B RUE DES PARTOLLES PARCELLE 64329000BE0056 ; 33 - 35 - 37 - 43 RUE DES PARTOLLES ; 0 - 0B RUE DES PARTOLLES PARCELLE 64329000BE0054 64320 LEE |  |  | ID-6432900000AL;ID-64329000009X;ID-6432900000AR;ID-6432900000A9;ID-6432900000A3;ID-6432900000AJ;ID-6432900000AN;ID-64329000009S;ID-64329000009R;ID-6432900000AG |  | 10 | AUTRES | PB Chambre | GP FTTH | FTTH | HABITATION 038/HABITATION/HABITATION | TH-6851-2070 | As built | Mutualise | 1 | PBO-SRO-BPI-11665276-038 | 10 | CHAMBRE-266-FT/HABITATION 038/HABITATION/HABITATION | BPE-0128-64329-FT / PBO-SRO-BPI-11665276-038 / LEE | Jaune | Jaune | 4 | 22 | SRO-BPI-11665276 / BPE-0128-64329-FT / LEE | Gris | Jaune | 8 | 88 | B2-T3-MODULE-D | 4 | Vertical | Mutualise - TH68512070 | Pigtail | As built
B2-T3-MODULE-D | 5 | B2-T3-MODULE-B17 | B2-T3-MODULE-G5 | PBO-SRO-BPI-11665276-038 | PBO-SRO-BPI-11665276-038 | PBO-SRO-BPI-11665276-038 |  | Jaune | Violet | OK | OCCUPE | 219 |  |  |  | OK | [8 empty] | REFERENCE OK | [13 empty] | SRO-BPI-11665276 | NA | 16/08/2023 10:48:34 | NUSER2765 |  | As built |  | SC-118540103 | PBO-SRO-BPI-11665276-038 | 402-PBO038 | Customer | DSP THD_64 | SFR_FTTH_ZMD_Legacy | 0 - 0B RUE DES PARTOLLES PARCELLE 64329000BE0053 ; 0 - 0B RUE DES PARTOLLES PARCELLE 64329000BE0056 ; 33 - 35 - 37 - 43 RUE DES PARTOLLES ; 0 - 0B RUE DES PARTOLLES PARCELLE 64329000BE0054 64320 LEE |  |  | ID-6432900000AL;ID-64329000009X;ID-6432900000AR;ID-6432900000A9;ID-6432900000A3;ID-6432900000AJ;ID-6432900000AN;ID-64329000009S;ID-64329000009R;ID-6432900000AG |  | 10 | AUTRES | PB Chambre | GP FTTH | FTTH | [5 empty] | PBO-SRO-BPI-11665276-038 | 11 | CHAMBRE-266-FT/HABITATION 038/HABITATION/HABITATION | BPE-0128-64329-FT / PBO-SRO-BPI-11665276-038 / LEE | Jaune | Violet | 4 | 23 | SRO-BPI-11665276 / BPE-0128-64329-FT / LEE | Gris | Violet | 8 | 89 | B2-T3-MODULE-D | 5 | Vertical
B2-T3-MODULE-D | 6 | B2-T3-MODULE-B18 | B2-T3-MODULE-G6 | PBO-SRO-BPI-11665276-038 | PBO-SRO-BPI-11665276-038 | PBO-SRO-BPI-11665276-038 |  | Jaune | Blanc | OK | OCCUPE | 217 |  |  |  | OK | [8 empty] | REFERENCE OK | [13 empty] | SRO-BPI-11665276 | NA | 16/08/2023 10:48:34 | NUSER2765 |  | As built |  | SC-118540103 | PBO-SRO-BPI-11665276-038 | 402-PBO038 | Customer | DSP THD_64 | SFR_FTTH_ZMD_Legacy | 0 - 0B RUE DES PARTOLLES PARCELLE 64329000BE0053 ; 0 - 0B RUE DES PARTOLLES PARCELLE 64329000BE0056 ; 33 - 35 - 37 - 43 RUE DES PARTOLLES ; 0 - 0B RUE DES PARTOLLES PARCELLE 64329000BE0054 64320 LEE |  |  | ID-6432900000AL;ID-64329000009X;ID-6432900000AR;ID-6432900000A9;ID-6432900000A3;ID-6432900000AJ;ID-6432900000AN;ID-64329000009S;ID-64329000009R;ID-6432900000AG |  | 10 | AUTRES | PB Chambre | GP FTTH | FTTH | [5 empty] | PBO-SRO-BPI-11665276-038 | 12 | CHAMBRE-266-FT/HABITATION 038/HABITATION/HABITATION | BPE-0128-64329-FT / PBO-SRO-BPI-11665276-038 / LEE | Jaune | Blanc | 4 | 24 | SRO-BPI-11665276 / BPE-0128-64329-FT / LEE | Gris | Blanc | 8 | 90 | B2-T3-MODULE-D | 6 | Vertical
B2-T3-MODULE-D | 7 | B2-T3-MODULE-B19 | B2-T3-MODULE-G7 | PBO-SRO-BPI-11665276-037 | PBO-SRO-BPI-11665276-037 | PBO-SRO-BPI-11665276-037 |  | Rouge | Rouge | OCCUPE | OCCUPE |  |  | orange |  | OCCUPE | [8 empty] | REFERENCE OK | [13 empty] | SRO-BPI-11665276 | NA | 28/11/2023 10:58:49 | NUSER5743 |  | As built |  | SC-118540153 | PBO-SRO-BPI-11665276-0037 | 402-PBO037 | Customer | DSP THD_64 | SFR_FTTH_ZMD_Legacy | 12 IMPASSE DES SOURCES 64320 LEE |  |  | ID-643290000090;ID-6432900000FX |  | 3 | AUTRES | PB Aerien | GP FTTH | FTTH | HABITATION/HABITATION/HABITATION | TH-7315-3278 | New | Libre | 1 | PBO-SRO-BPI-11665276-037 | 1 | POTEAU-FT/HABITATION/HABITATION/HABITATION | PBO-SRO-BPI-11665276-036 / PBO-SRO-BPI-11665276-037 / LEE | Rouge | Rouge | 1 | 1 | SRO-BPI-11665276 / BPE-0128-64329-FT / LEE | Gris | Orange | 8 | 91 | B2-T3-MODULE-D | 7 | Vertical
B2-T3-MODULE-D | 8 | B2-T3-MODULE-B20 | B2-T3-MODULE-G8 | PBO-SRO-BPI-11665276-037 | PBO-SRO-BPI-11665276-037 | PBO-SRO-BPI-11665276-037 |  | Rouge | Bleu | OK | OCCUPE | 155 |  |  |  | OK | [8 empty] | REFERENCE OK | [13 empty] | SRO-BPI-11665276 | NA | 28/11/2023 10:58:49 | NUSER5743 |  | As built |  | SC-118540153 | PBO-SRO-BPI-11665276-0037 | 402-PBO037 | Customer | DSP THD_64 | SFR_FTTH_ZMD_Legacy | 12 IMPASSE DES SOURCES 64320 LEE |  |  | ID-643290000090;ID-6432900000FX |  | 3 | AUTRES | PB Aerien | GP FTTH | FTTH | [5 empty] | PBO-SRO-BPI-11665276-037 | 2 | POTEAU-FT/HABITATION/HABITATION/HABITATION | PBO-SRO-BPI-11665276-036 / PBO-SRO-BPI-11665276-037 / LEE | Rouge | Bleu | 1 | 2 | SRO-BPI-11665276 / BPE-0128-64329-FT / LEE | Gris | Gris | 8 | 92 | B2-T3-MODULE-D | 8 | Vertical
B2-T3-MODULE-D | 9 | B2-T3-MODULE-B21 | B2-T3-MODULE-G9 | PBO-SRO-BPI-11665276-037 | PBO-SRO-BPI-11665276-037 | PBO-SRO-BPI-11665276-037 |  | Rouge | Vert | OK | OK | 154 | 155 |  |  | OK | [8 empty] | REFERENCE OK | [13 empty] | SRO-BPI-11665276 | NA | 28/11/2023 10:58:49 | NUSER5743 |  | As built |  | SC-118540153 | PBO-SRO-BPI-11665276-0037 | 402-PBO037 | Customer | DSP THD_64 | SFR_FTTH_ZMD_Legacy | 12 IMPASSE DES SOURCES 64320 LEE |  |  | ID-643290000090;ID-6432900000FX |  | 3 | AUTRES | PB Aerien | GP FTTH | FTTH | [5 empty] | PBO-SRO-BPI-11665276-037 | 3 | POTEAU-FT/HABITATION/HABITATION/HABITATION | PBO-SRO-BPI-11665276-036 / PBO-SRO-BPI-11665276-037 / LEE | Rouge | Vert | 1 | 3 | SRO-BPI-11665276 / BPE-0128-64329-FT / LEE | Gris | Marron | 8 | 93 | B2-T3-MODULE-D | 9 | Vertical
B2-T3-MODULE-D | 10 | B2-T3-MODULE-B22 | B2-T3-MODULE-G10 | PBO-SRO-BPI-11665276-037 | PBO-SRO-BPI-11665276-037 | PBO-SRO-BPI-11665276-037 |  | Rouge | Jaune | OK | OK | 155 | 155 |  |  | OK | [8 empty] | REFERENCE OK | [13 empty] | SRO-BPI-11665276 | NA | 28/11/2023 10:58:49 | NUSER5743 |  | As built |  | SC-118540153 | PBO-SRO-BPI-11665276-0037 | 402-PBO037 | Customer | DSP THD_64 | SFR_FTTH_ZMD_Legacy | 12 IMPASSE DES SOURCES 64320 LEE |  |  | ID-643290000090;ID-6432900000FX |  | 3 | AUTRES | PB Aerien | GP FTTH | FTTH | [5 empty] | PBO-SRO-BPI-11665276-037 | 4 | POTEAU-FT/HABITATION/HABITATION/HABITATION | PBO-SRO-BPI-11665276-036 / PBO-SRO-BPI-11665276-037 / LEE | Rouge | Jaune | 1 | 4 | SRO-BPI-11665276 / BPE-0128-64329-FT / LEE | Gris | Noir | 8 | 94 | B2-T3-MODULE-D | 10 | Vertical
B2-T3-MODULE-D | 11 | B2-T3-MODULE-B23 | B2-T3-MODULE-G11 | PBO-SRO-BPI-11665276-037 | PBO-SRO-BPI-11665276-037 | PBO-SRO-BPI-11665276-037 |  | Rouge | Violet | OK | OCCUPE | 155 |  |  |  | OK | [8 empty] | REFERENCE OK | [13 empty] | SRO-BPI-11665276 | NA | 28/11/2023 10:58:49 | NUSER5743 |  | As built |  | SC-118540153 | PBO-SRO-BPI-11665276-0037 | 402-PBO037 | Customer | DSP THD_64 | SFR_FTTH_ZMD_Legacy | 12 IMPASSE DES SOURCES 64320 LEE |  |  | ID-643290000090;ID-6432900000FX |  | 3 | AUTRES | PB Aerien | GP FTTH | FTTH | [5 empty] | PBO-SRO-BPI-11665276-037 | 5 | POTEAU-FT/HABITATION/HABITATION/HABITATION | PBO-SRO-BPI-11665276-036 / PBO-SRO-BPI-11665276-037 / LEE | Rouge | Violet | 1 | 5 | SRO-BPI-11665276 / BPE-0128-64329-FT / LEE | Gris | Turquoise | 8 | 95 | B2-T3-MODULE-D | 11 | Vertical
B2-T3-MODULE-D | 12 | B2-T3-MODULE-B24 | B2-T3-MODULE-G12 | PBO-SRO-BPI-11665276-037 | PBO-SRO-BPI-11665276-037 | PBO-SRO-BPI-11665276-037 |  | Rouge | Blanc | OK | OK | 155 | 155 |  |  | OK | [8 empty] | REFERENCE OK | [13 empty] | SRO-BPI-11665276 | NA | 28/11/2023 10:58:49 | NUSER5743 |  | As built |  | SC-118540153 | PBO-SRO-BPI-11665276-0037 | 402-PBO037 | Customer | DSP THD_64 | SFR_FTTH_ZMD_Legacy | 12 IMPASSE DES SOURCES 64320 LEE |  |  | ID-643290000090;ID-6432900000FX |  | 3 | AUTRES | PB Aerien | GP FTTH | FTTH | [5 empty] | PBO-SRO-BPI-11665276-037 | 6 | POTEAU-FT/HABITATION/HABITATION/HABITATION | PBO-SRO-BPI-11665276-036 / PBO-SRO-BPI-11665276-037 / LEE | Rouge | Blanc | 1 | 6 | SRO-BPI-11665276 / BPE-0128-64329-FT / LEE | Gris | Rose | 8 | 96 | B2-T3-MODULE-D | 12 | Vertical
B2-T3-MODULE-D | 13 | - | B2-T3-MODULE-H1 | PBO-SRO-BPI-11665276-036 | PBO-SRO-BPI-11665276-036 | PBO-SRO-BPI-11665276-036 |  | Bleu | Rouge | OCCUPE | OCCUPE |  |  | orange |  | OCCUPE | [22 empty] | SRO-BPI-11665276 | NA | 16/08/2023 10:48:34 | NUSER2765 |  | As built |  | SC-118540152 | PBO-SRO-BPI-11665276-036 | 402-PBO036 | Customer | DSP THD_64 | SFR_FTTH_ZMD_Legacy | 4 - 6 - 8 - 10 IMPASSE DES SOURCES ; 4 RUE DU GYPAETE 64320 LEE |  |  | ID-64329000008T;ID-643290000093;ID-643290000098;ID-643290000096;ID-64329000008P |  | 5 | AUTRES | PB Aerien | GP FTTH | FTTH | HABITATION/HABITATION/HABITATION | TH-5110-5450 | As built | Mutualise | 1 | PBO-SRO-BPI-11665276-036 | 1 | POTEAU-FT/HABITATION/HABITATION/HABITATION | PBO-SRO-BPI-11665276-035 / PBO-SRO-BPI-11665276-036 / LEE | Bleu | Rouge | 2 | 7 | SRO-BPI-11665276 / BPE-0128-64329-FT / LEE | Marron | Rouge | 9 | 97 | B2-T3-MODULE-D | 13 | Vertical | Mutualise - TH51105450 | Pigtail | As built
B2-T3-MODULE-D | 14 | - | B2-T3-MODULE-H2 | PBO-SRO-BPI-11665276-036 | PBO-SRO-BPI-11665276-036 | PBO-SRO-BPI-11665276-036 |  | Bleu | Bleu | OCCUPE | OCCUPE |  |  | orange |  | OCCUPE | [22 empty] | SRO-BPI-11665276 | NA | 16/08/2023 10:48:34 | NUSER2765 |  | As built |  | SC-118540152 | PBO-SRO-BPI-11665276-036 | 402-PBO036 | Customer | DSP THD_64 | SFR_FTTH_ZMD_Legacy | 4 - 6 - 8 - 10 IMPASSE DES SOURCES ; 4 RUE DU GYPAETE 64320 LEE |  |  | ID-64329000008T;ID-643290000093;ID-643290000098;ID-643290000096;ID-64329000008P |  | 5 | AUTRES | PB Aerien | GP FTTH | FTTH | HABITATION/HABITATION/HABITATION | TH-5110-5461 | As built | Utilise | 1 | PBO-SRO-BPI-11665276-036 | 2 | POTEAU-FT/HABITATION/HABITATION/HABITATION | PBO-SRO-BPI-11665276-035 / PBO-SRO-BPI-11665276-036 / LEE | Bleu | Bleu | 2 | 8 | SRO-BPI-11665276 / BPE-0128-64329-FT / LEE | Marron | Bleu | 9 | 98 | B2-T3-MODULE-D | 14 | Vertical | TH51105461 | Jumper | As built | Utilise | B1-T2-SPL-1*64-03-OUT | 42 | Horizontal | SPL-1*64-03 | OptSplitter |  | 42 | 1x64 | [5 empty] | PIG9648553 | Pigtail | B2-T6-MODULE-TRANSPORT-A | 3 | Indetermine | BPE_0011-SFR / SRO-BPI-11665276 / LEE | Rouge | Vert | 1 | 3
B2-T3-MODULE-D | 15 | - | B2-T3-MODULE-H3 | PBO-SRO-BPI-11665276-036 | PBO-SRO-BPI-11665276-036 | PBO-SRO-BPI-11665276-036 |  | Bleu | Vert | OK | OK | 104 | 105 |  |  | OK | [22 empty] | SRO-BPI-11665276 | NA | 16/08/2023 10:48:34 | NUSER2765 |  | As built |  | SC-118540152 | PBO-SRO-BPI-11665276-036 | 402-PBO036 | Customer | DSP THD_64 | SFR_FTTH_ZMD_Legacy | 4 - 6 - 8 - 10 IMPASSE DES SOURCES ; 4 RUE DU GYPAETE 64320 LEE |  |  | ID-64329000008T;ID-643290000093;ID-643290000098;ID-643290000096;ID-64329000008P |  | 5 | AUTRES | PB Aerien | GP FTTH | FTTH | HABITATION/HABITATION/HABITATION | TH-5110-5472 | As built | Mutualise | 1 | PBO-SRO-BPI-11665276-036 | 3 | POTEAU-FT/HABITATION/HABITATION/HABITATION | PBO-SRO-BPI-11665276-035 / PBO-SRO-BPI-11665276-036 / LEE | Bleu | Vert | 2 | 9 | SRO-BPI-11665276 / BPE-0128-64329-FT / LEE | Marron | Vert | 9 | 99 | B2-T3-MODULE-D | 15 | Vertical | Mutualise - TH51105472 | Pigtail | As built
B2-T3-MODULE-D | 16 | - | B2-T3-MODULE-H4 | PBO-SRO-BPI-11665276-036 | PBO-SRO-BPI-11665276-036 | PBO-SRO-BPI-11665276-036 |  | Bleu | Jaune | OK | OCCUPE | 104 |  |  |  | OK | [22 empty] | SRO-BPI-11665276 | NA | 16/08/2023 10:48:34 | NUSER2765 |  | As built |  | SC-118540152 | PBO-SRO-BPI-11665276-036 | 402-PBO036 | Customer | DSP THD_64 | SFR_FTTH_ZMD_Legacy | 4 - 6 - 8 - 10 IMPASSE DES SOURCES ; 4 RUE DU GYPAETE 64320 LEE |  |  | ID-64329000008T;ID-643290000093;ID-643290000098;ID-643290000096;ID-64329000008P |  | 5 | AUTRES | PB Aerien | GP FTTH | FTTH | HABITATION/HABITATION/HABITATION | TH-5110-5483 | As built | Mutualise | 1 | PBO-SRO-BPI-11665276-036 | 4 | POTEAU-FT/HABITATION/HABITATION/HABITATION | PBO-SRO-BPI-11665276-035 / PBO-SRO-BPI-11665276-036 / LEE | Bleu | Jaune | 2 | 10 | SRO-BPI-11665276 / BPE-0128-64329-FT / LEE | Marron | Jaune | 9 | 100 | B2-T3-MODULE-D | 16 | Vertical | Mutualise - TH51105483 | Pigtail | As built
B2-T3-MODULE-D | 17 | - | B2-T3-MODULE-H5 | PBO-SRO-BPI-11665276-036 | PBO-SRO-BPI-11665276-036 | PBO-SRO-BPI-11665276-036 |  | Bleu | Violet | OK | OCCUPE | 104 |  |  |  | OK | [22 empty] | SRO-BPI-11665276 | NA | 16/08/2023 10:48:34 | NUSER2765 |  | As built |  | SC-118540152 | PBO-SRO-BPI-11665276-036 | 402-PBO036 | Customer | DSP THD_64 | SFR_FTTH_ZMD_Legacy | 4 - 6 - 8 - 10 IMPASSE DES SOURCES ; 4 RUE DU GYPAETE 64320 LEE |  |  | ID-64329000008T;ID-643290000093;ID-643290000098;ID-643290000096;ID-64329000008P |  | 5 | AUTRES | PB Aerien | GP FTTH | FTTH | HABITATION/HABITATION/HABITATION | TH-5110-5494 | As built | Utilise | 1 | PBO-SRO-BPI-11665276-036 | 5 | POTEAU-FT/HABITATION/HABITATION/HABITATION | PBO-SRO-BPI-11665276-035 / PBO-SRO-BPI-11665276-036 / LEE | Bleu | Violet | 2 | 11 | SRO-BPI-11665276 / BPE-0128-64329-FT / LEE | Marron | Violet | 9 | 101 | B2-T3-MODULE-D | 17 | Vertical | TH51105494 | Jumper | As built | Utilise | B1-T2-SPL-1*64-03-OUT | 33 | Horizontal | SPL-1*64-03 | OptSplitter |  | 33 | 1x64 | [5 empty] | PIG9648553 | Pigtail | B2-T6-MODULE-TRANSPORT-A | 3 | Indetermine | BPE_0011-SFR / SRO-BPI-11665276 / LEE | Rouge | Vert | 1 | 3
B2-T3-MODULE-D | 18 | - | B2-T3-MODULE-H6 | PBO-SRO-BPI-11665276-036 | PBO-SRO-BPI-11665276-036 | PBO-SRO-BPI-11665276-036 |  | Bleu | Blanc | OK | OCCUPE | 104 |  |  |  | OK | [22 empty] | SRO-BPI-11665276 | NA | 16/08/2023 10:48:34 | NUSER2765 |  | As built |  | SC-118540152 | PBO-SRO-BPI-11665276-036 | 402-PBO036 | Customer | DSP THD_64 | SFR_FTTH_ZMD_Legacy | 4 - 6 - 8 - 10 IMPASSE DES SOURCES ; 4 RUE DU GYPAETE 64320 LEE |  |  | ID-64329000008T;ID-643290000093;ID-643290000098;ID-643290000096;ID-64329000008P |  | 5 | AUTRES | PB Aerien | GP FTTH | FTTH | [5 empty] | PBO-SRO-BPI-11665276-036 | 6 | POTEAU-FT/HABITATION/HABITATION/HABITATION | PBO-SRO-BPI-11665276-035 / PBO-SRO-BPI-11665276-036 / LEE | Bleu | Blanc | 2 | 12 | SRO-BPI-11665276 / BPE-0128-64329-FT / LEE | Marron | Blanc | 9 | 102 | B2-T3-MODULE-D | 18 | Vertical
B2-T3-MODULE-D | 19 | - | B2-T3-MODULE-H7 | PBO-SRO-BPI-11665276-035 | PBO-SRO-BPI-11665276-035 | PBO-SRO-BPI-11665276-035 |  | Vert | Rouge | OCCUPE | OCCUPE |  |  | orange |  | OCCUPE | [22 empty] | SRO-BPI-11665276 | NA | 30/01/2024 09:47:06 | NUSER5747 |  | As built |  | SC-118540144 | PBO-SRO-BPI-11665276-035 | 402-PBO035 | Customer | DSP THD_64 | SFR_FTTH_ZMD_Legacy | 2 RUE DU GYPAETE ; 2 IMPASSE DES SOURCES ; 29B RUE DES PARTOLLES 64320 LEE |  |  | ID-643290000091;ID-64329000008Z;ID-64329000008L |  | 4 | AUTRES | PB Aerien | GP FTTH | FTTH | HABITATION/HABITATION/HABITATION | TH-5110-5043 | As built | Mutualise | 1 | PBO-SRO-BPI-11665276-035 | 1 | POTEAU-FT/HABITATION/HABITATION/HABITATION | BPE-0128-64329-FT / PBO-SRO-BPI-11665276-035 / LEE | Vert | Rouge | 3 | 13 | SRO-BPI-11665276 / BPE-0128-64329-FT / LEE | Marron | Orange | 9 | 103 | B2-T3-MODULE-D | 19 | Vertical | Mutualise - TH51105043 | Pigtail | As built
B2-T3-MODULE-D | 20 | - | B2-T3-MODULE-H8 | PBO-SRO-BPI-11665276-035 | PBO-SRO-BPI-11665276-035 | PBO-SRO-BPI-11665276-035 |  | Vert | Bleu | OCCUPE | OCCUPE |  |  | orange |  | OCCUPE | [22 empty] | SRO-BPI-11665276 | NA | 30/01/2024 09:47:06 | NUSER5747 |  | As built |  | SC-118540144 | PBO-SRO-BPI-11665276-035 | 402-PBO035 | Customer | DSP THD_64 | SFR_FTTH_ZMD_Legacy | 2 RUE DU GYPAETE ; 2 IMPASSE DES SOURCES ; 29B RUE DES PARTOLLES 64320 LEE |  |  | ID-643290000091;ID-64329000008Z;ID-64329000008L |  | 4 | AUTRES | PB Aerien | GP FTTH | FTTH | HABITATION/HABITATION/HABITATION | TH-5110-5054 | Proposed | Reserve | 1 | PBO-SRO-BPI-11665276-035 | 2 | POTEAU-FT/HABITATION/HABITATION/HABITATION | BPE-0128-64329-FT / PBO-SRO-BPI-11665276-035 / LEE | Vert | Bleu | 3 | 14 | SRO-BPI-11665276 / BPE-0128-64329-FT / LEE | Marron | Gris | 9 | 104 | B2-T3-MODULE-D | 20 | Vertical
B2-T3-MODULE-D | 21 | - | B2-T3-MODULE-H9 | PBO-SRO-BPI-11665276-035 | PBO-SRO-BPI-11665276-035 | PBO-SRO-BPI-11665276-035 |  | Vert | Vert | OCCUPE | OCCUPE |  |  | orange |  | OCCUPE | [22 empty] | SRO-BPI-11665276 | NA | 30/01/2024 09:47:06 | NUSER5747 |  | As built |  | SC-118540144 | PBO-SRO-BPI-11665276-035 | 402-PBO035 | Customer | DSP THD_64 | SFR_FTTH_ZMD_Legacy | 2 RUE DU GYPAETE ; 2 IMPASSE DES SOURCES ; 29B RUE DES PARTOLLES 64320 LEE |  |  | ID-643290000091;ID-64329000008Z;ID-64329000008L |  | 4 | AUTRES | PB Aerien | GP FTTH | FTTH | HABITATION/HABITATION/HABITATION | TH-5110-5065 | Proposed | Reserve | 1 | PBO-SRO-BPI-11665276-035 | 3 | POTEAU-FT/HABITATION/HABITATION/HABITATION | BPE-0128-64329-FT / PBO-SRO-BPI-11665276-035 / LEE | Vert | Vert | 3 | 15 | SRO-BPI-11665276 / BPE-0128-64329-FT / LEE | Marron | Marron | 9 | 105 | B2-T3-MODULE-D | 21 | Vertical | TH51105065 | Jumper | Proposed | Reserve | B1-T2-SPL-1*64-03-OUT | 45 | Horizontal | SPL-1*64-03 | OptSplitter |  | 45 | 1x64 | [5 empty] | PIG9648553 | Pigtail | B2-T6-MODULE-TRANSPORT-A | 3 | Indetermine | BPE_0011-SFR / SRO-BPI-11665276 / LEE | Rouge | Vert | 1 | 3
B2-T3-MODULE-D | 22 | - | B2-T3-MODULE-H10 | PBO-SRO-BPI-11665276-035 | PBO-SRO-BPI-11665276-035 | PBO-SRO-BPI-11665276-035 |  | Vert | Jaune | OCCUPE | OCCUPE |  |  | orange |  | OCCUPE | [22 empty] | SRO-BPI-11665276 | NA | 30/01/2024 09:47:06 | NUSER5747 |  | As built |  | SC-118540144 | PBO-SRO-BPI-11665276-035 | 402-PBO035 | Customer | DSP THD_64 | SFR_FTTH_ZMD_Legacy | 2 RUE DU GYPAETE ; 2 IMPASSE DES SOURCES ; 29B RUE DES PARTOLLES 64320 LEE |  |  | ID-643290000091;ID-64329000008Z;ID-64329000008L |  | 4 | AUTRES | PB Aerien | GP FTTH | FTTH | HABITATION/HABITATION/HABITATION | TH-5110-5076 | New | Libre | 1 | PBO-SRO-BPI-11665276-035 | 4 | POTEAU-FT/HABITATION/HABITATION/HABITATION | BPE-0128-64329-FT / PBO-SRO-BPI-11665276-035 / LEE | Vert | Jaune | 3 | 16 | SRO-BPI-11665276 / BPE-0128-64329-FT / LEE | Marron | Noir | 9 | 106 | B2-T3-MODULE-D | 22 | Vertical
B2-T3-MODULE-D | 23 | - | B2-T3-MODULE-H11 | PBO-SRO-BPI-11665276-035 | PBO-SRO-BPI-11665276-035 | PBO-SRO-BPI-11665276-035 |  | Vert | Violet | OCCUPE | OCCUPE |  |  | orange |  | OCCUPE | [22 empty] | SRO-BPI-11665276 | NA | 30/01/2024 09:47:06 | NUSER5747 |  | As built |  | SC-118540144 | PBO-SRO-BPI-11665276-035 | 402-PBO035 | Customer | DSP THD_64 | SFR_FTTH_ZMD_Legacy | 2 RUE DU GYPAETE ; 2 IMPASSE DES SOURCES ; 29B RUE DES PARTOLLES 64320 LEE |  |  | ID-643290000091;ID-64329000008Z;ID-64329000008L |  | 4 | AUTRES | PB Aerien | GP FTTH | FTTH | [5 empty] | PBO-SRO-BPI-11665276-035 | 5 | POTEAU-FT/HABITATION/HABITATION/HABITATION | BPE-0128-64329-FT / PBO-SRO-BPI-11665276-035 / LEE | Vert | Violet | 3 | 17 | SRO-BPI-11665276 / BPE-0128-64329-FT / LEE | Marron | Turquoise | 9 | 107 | B2-T3-MODULE-D | 23 | Vertical
B2-T3-MODULE-D | 24 | - | B2-T3-MODULE-H12 | PBO-SRO-BPI-11665276-035 | PBO-SRO-BPI-11665276-035 | PBO-SRO-BPI-11665276-035 |  | Vert | Blanc | OCCUPE | OCCUPE |  |  | orange |  | OCCUPE | [22 empty] | SRO-BPI-11665276 | NA | 30/01/2024 09:47:06 | NUSER5747 |  | As built |  | SC-118540144 | PBO-SRO-BPI-11665276-035 | 402-PBO035 | Customer | DSP THD_64 | SFR_FTTH_ZMD_Legacy | 2 RUE DU GYPAETE ; 2 IMPASSE DES SOURCES ; 29B RUE DES PARTOLLES 64320 LEE |  |  | ID-643290000091;ID-64329000008Z;ID-64329000008L |  | 4 | AUTRES | PB Aerien | GP FTTH | FTTH | [5 empty] | PBO-SRO-BPI-11665276-035 | 6 | POTEAU-FT/HABITATION/HABITATION/HABITATION | BPE-0128-64329-FT / PBO-SRO-BPI-11665276-035 / LEE | Vert | Blanc | 3 | 18 | SRO-BPI-11665276 / BPE-0128-64329-FT / LEE | Marron | Rose | 9 | 108 | B2-T3-MODULE-D | 24 | Vertical
B2-T3-MODULE-E | 1 | B2-T3-MODULE-C1 | B2-T3-MODULE-I1 | PBO-SRO-BPI-11665276-021 | PBO-SRO-BPI-11665276-021 | PBO-SRO-BPI-11665276-021 |  | Rouge | Rouge | OK | OCCUPE | 72 |  |  |  | OK | [8 empty] | REFERENCE OK | [13 empty] | SRO-BPI-11665276 | NA | 16/08/2023 10:48:34 | NUSER2765 |  | As built | <Null> | SC-118540120 | PBO-SRO-BPI-11665276-0021 | 402-PBO021 | Customer | DSP THD_64 | SFR_FTTH_ZMD_Legacy | 1 - 3 - 5 - 8 - 6 RUE DU GYPAETE 64320 LEE |  |  | ID-6432900000AQ;ID-64329000009Z;ID-64329000009I;ID-6432900000A7;ID-64329000008Y |  | 5 | AUTRES | PB Chambre | GP FTTH | FTTH | HABITATION/HABITATION/HABITATION | TH-5110-3558 | As built | Utilise | 1 | PBO-SRO-BPI-11665276-021 | 1 | CHAMBRE-156-FT/HABITATION/HABITATION/HABITATION | BPE-0128-64329-FT / PBO-SRO-BPI-11665276-021 / LEE | Rouge | Rouge | 1 | 1 | SRO-BPI-11665276 / BPE-0128-64329-FT / LEE | Noir | Rouge | 10 | 109 | B2-T3-MODULE-E | 1 | Vertical
B2-T3-MODULE-E | 2 | B2-T3-MODULE-C2 | B2-T3-MODULE-I2 | PBO-SRO-BPI-11665276-021 | PBO-SRO-BPI-11665276-021 | PBO-SRO-BPI-11665276-021 |  | Rouge | Bleu | OCCUPE | OCCUPE |  |  | orange |  | OCCUPE | [8 empty] | REFERENCE OK, jarretière au PM mais pas de client PBO | [13 empty] | SRO-BPI-11665276 | NA | 16/08/2023 10:48:34 | NUSER2765 |  | As built | <Null> | SC-118540120 | PBO-SRO-BPI-11665276-0021 | 402-PBO021 | Customer | DSP THD_64 | SFR_FTTH_ZMD_Legacy | 1 - 3 - 5 - 8 - 6 RUE DU GYPAETE 64320 LEE |  |  | ID-6432900000AQ;ID-64329000009Z;ID-64329000009I;ID-6432900000A7;ID-64329000008Y |  | 5 | AUTRES | PB Chambre | GP FTTH | FTTH | HABITATION/HABITATION/HABITATION | TH-5110-3569 | As built | Mutualise | 1 | PBO-SRO-BPI-11665276-021 | 2 | CHAMBRE-156-FT/HABITATION/HABITATION/HABITATION | BPE-0128-64329-FT / PBO-SRO-BPI-11665276-021 / LEE | Rouge | Bleu | 1 | 2 | SRO-BPI-11665276 / BPE-0128-64329-FT / LEE | Noir | Bleu | 10 | 110 | B2-T3-MODULE-E | 2 | Vertical | Mutualise - TH51103569 | Pigtail | As built
B2-T3-MODULE-E | 3 | B2-T3-MODULE-C3 | B2-T3-MODULE-I3 | PBO-SRO-BPI-11665276-021 | PBO-SRO-BPI-11665276-021 | PBO-SRO-BPI-11665276-021 |  | Rouge | Vert | OCCUPE | OCCUPE |  |  | orange |  | OCCUPE | [8 empty] | REFERENCE OK | [13 empty] | SRO-BPI-11665276 | NA | 16/08/2023 10:48:34 | NUSER2765 |  | As built | <Null> | SC-118540120 | PBO-SRO-BPI-11665276-0021 | 402-PBO021 | Customer | DSP THD_64 | SFR_FTTH_ZMD_Legacy | 1 - 3 - 5 - 8 - 6 RUE DU GYPAETE 64320 LEE |  |  | ID-6432900000AQ;ID-64329000009Z;ID-64329000009I;ID-6432900000A7;ID-64329000008Y |  | 5 | AUTRES | PB Chambre | GP FTTH | FTTH | HABITATION/HABITATION/HABITATION | TH-5110-3580 | Proposed | Reserve | 1 | PBO-SRO-BPI-11665276-021 | 3 | CHAMBRE-156-FT/HABITATION/HABITATION/HABITATION | BPE-0128-64329-FT / PBO-SRO-BPI-11665276-021 / LEE | Rouge | Vert | 1 | 3 | SRO-BPI-11665276 / BPE-0128-64329-FT / LEE | Noir | Vert | 10 | 111 | B2-T3-MODULE-E | 3 | Vertical
B2-T3-MODULE-E | 4 | B2-T3-MODULE-C4 | B2-T3-MODULE-I4 | PBO-SRO-BPI-11665276-021 | PBO-SRO-BPI-11665276-021 | PBO-SRO-BPI-11665276-021 |  | Rouge | Jaune | OCCUPE | OCCUPE |  |  | bleu |  | OCCUPE | [8 empty] | REFERENCE OK | [13 empty] | SRO-BPI-11665276 | NA | 16/08/2023 10:48:34 | NUSER2765 |  | As built | <Null> | SC-118540120 | PBO-SRO-BPI-11665276-0021 | 402-PBO021 | Customer | DSP THD_64 | SFR_FTTH_ZMD_Legacy | 1 - 3 - 5 - 8 - 6 RUE DU GYPAETE 64320 LEE |  |  | ID-6432900000AQ;ID-64329000009Z;ID-64329000009I;ID-6432900000A7;ID-64329000008Y |  | 5 | AUTRES | PB Chambre | GP FTTH | FTTH | HABITATION/HABITATION/HABITATION | TH-5110-3591 | New | Libre | 1 | PBO-SRO-BPI-11665276-021 | 4 | CHAMBRE-156-FT/HABITATION/HABITATION/HABITATION | BPE-0128-64329-FT / PBO-SRO-BPI-11665276-021 / LEE | Rouge | Jaune | 1 | 4 | SRO-BPI-11665276 / BPE-0128-64329-FT / LEE | Noir | Jaune | 10 | 112 | B2-T3-MODULE-E | 4 | Vertical | TH51103558 | Jumper | As built | Utilise | B1-T2-SPL-1*64-03-OUT | 23 | Horizontal | SPL-1*64-03 | OptSplitter |  | 23 | 1x64 | [5 empty] | PIG9648553 | Pigtail | B2-T6-MODULE-TRANSPORT-A | 3 | Indetermine | BPE_0011-SFR / SRO-BPI-11665276 / LEE | Rouge | Vert | 1 | 3
B2-T3-MODULE-E | 5 | B2-T3-MODULE-C5 | B2-T3-MODULE-I5 | PBO-SRO-BPI-11665276-021 | PBO-SRO-BPI-11665276-021 | PBO-SRO-BPI-11665276-021 |  | Rouge | Violet | OK | OK | 70 | 70 |  |  | OK | [8 empty] | REFERENCE OK | [13 empty] | SRO-BPI-11665276 | NA | 16/08/2023 10:48:34 | NUSER2765 |  | As built | <Null> | SC-118540120 | PBO-SRO-BPI-11665276-0021 | 402-PBO021 | Customer | DSP THD_64 | SFR_FTTH_ZMD_Legacy | 1 - 3 - 5 - 8 - 6 RUE DU GYPAETE 64320 LEE |  |  | ID-6432900000AQ;ID-64329000009Z;ID-64329000009I;ID-6432900000A7;ID-64329000008Y |  | 5 | AUTRES | PB Chambre | GP FTTH | FTTH | HABITATION/HABITATION/HABITATION | TH-5110-5505 | As built | Mutualise | 1 | PBO-SRO-BPI-11665276-021 | 5 | CHAMBRE-156-FT/HABITATION/HABITATION/HABITATION | BPE-0128-64329-FT / PBO-SRO-BPI-11665276-021 / LEE | Rouge | Violet | 1 | 5 | SRO-BPI-11665276 / BPE-0128-64329-FT / LEE | Noir | Violet | 10 | 113 | B2-T3-MODULE-E | 5 | Vertical | Mutualise - TH51105505 | Pigtail | As built
B2-T3-MODULE-E | 6 | B2-T3-MODULE-C6 | B2-T3-MODULE-I6 | PBO-SRO-BPI-11665276-021 | PBO-SRO-BPI-11665276-021 | PBO-SRO-BPI-11665276-021 |  | Rouge | Blanc | OK | OCCUPE | 71 |  |  |  | OK | [8 empty] | REFERENCE OK | [13 empty] | SRO-BPI-11665276 | NA | 16/08/2023 10:48:34 | NUSER2765 |  | As built | <Null> | SC-118540120 | PBO-SRO-BPI-11665276-0021 | 402-PBO021 | Customer | DSP THD_64 | SFR_FTTH_ZMD_Legacy | 1 - 3 - 5 - 8 - 6 RUE DU GYPAETE 64320 LEE |  |  | ID-6432900000AQ;ID-64329000009Z;ID-64329000009I;ID-6432900000A7;ID-64329000008Y |  | 5 | AUTRES | PB Chambre | GP FTTH | FTTH | [5 empty] | PBO-SRO-BPI-11665276-021 | 6 | CHAMBRE-156-FT/HABITATION/HABITATION/HABITATION | BPE-0128-64329-FT / PBO-SRO-BPI-11665276-021 / LEE | Rouge | Blanc | 1 | 6 | SRO-BPI-11665276 / BPE-0128-64329-FT / LEE | Noir | Blanc | 10 | 114 | B2-T3-MODULE-E | 6 | Vertical
B2-T3-MODULE-E | 7 | B2-T3-MODULE-C7 | B2-T3-MODULE-I7 | PBO-SRO-BPI-11665276-028 | PBO-SRO-BPI-11665276-028 | PBO-SRO-BPI-11665276-028 |  | Rouge | Rouge | OCCUPE | OCCUPE |  |  | bleu |  | OCCUPE | [8 empty] | REFERENCE OK | [13 empty] | SRO-BPI-11665276 | NA | 16/08/2023 10:48:34 | NUSER2765 |  | As built |  | SC-118540125 | PBO-SRO-BPI-11665276-028 | 402-PBO028 | Customer | DSP THD_64 | SFR_FTTH_ZMD_Legacy | 21 - 23 - 27 - 29 - 40 RUE DES PARTOLLES 64320 LEE |  |  | ID-64329000008O;ID-64329000008V;ID-64329000009B;ID-643290000097;ID-64329000008J |  | 5 | AUTRES | PB Aerien | GP FTTH | FTTH | HABITATION/HABITATION/HABITATION | TH-5110-3822 | As built | Utilise | 1 | PBO-SRO-BPI-11665276-028 | 1 | POTEAU-ERDF/HABITATION/HABITATION/HABITATION | BPE-0128-64329-FT / PBO-SRO-BPI-11665276-028 / LEE | Rouge | Rouge | 1 | 1 | SRO-BPI-11665276 / BPE-0128-64329-FT / LEE | Noir | Orange | 10 | 115 | B2-T3-MODULE-E | 7 | Vertical | TH51103822 | Jumper | As built | Utilise | B1-T2-SPL-1*64-03-OUT | 17 | Horizontal | SPL-1*64-03 | OptSplitter |  | 17 | 1x64 | [5 empty] | PIG9648553 | Pigtail | B2-T6-MODULE-TRANSPORT-A | 3 | Indetermine | BPE_0011-SFR / SRO-BPI-11665276 / LEE | Rouge | Vert | 1 | 3
B2-T3-MODULE-E | 8 | B2-T3-MODULE-C8 | B2-T3-MODULE-I8 | PBO-SRO-BPI-11665276-028 | PBO-SRO-BPI-11665276-028 | PBO-SRO-BPI-11665276-028 |  | Rouge | Bleu | OCCUPE | OCCUPE |  |  | orange |  | OCCUPE | [8 empty] | REFERENCE OK | [13 empty] | SRO-BPI-11665276 | NA | 16/08/2023 10:48:34 | NUSER2765 |  | As built |  | SC-118540125 | PBO-SRO-BPI-11665276-028 | 402-PBO028 | Customer | DSP THD_64 | SFR_FTTH_ZMD_Legacy | 21 - 23 - 27 - 29 - 40 RUE DES PARTOLLES 64320 LEE |  |  | ID-64329000008O;ID-64329000008V;ID-64329000009B;ID-643290000097;ID-64329000008J |  | 5 | AUTRES | PB Aerien | GP FTTH | FTTH | HABITATION/HABITATION/HABITATION | TH-5110-3833 | As built | Mutualise | 1 | PBO-SRO-BPI-11665276-028 | 2 | POTEAU-ERDF/HABITATION/HABITATION/HABITATION | BPE-0128-64329-FT / PBO-SRO-BPI-11665276-028 / LEE | Rouge | Bleu | 1 | 2 | SRO-BPI-11665276 / BPE-0128-64329-FT / LEE | Noir | Gris | 10 | 116 | B2-T3-MODULE-E | 8 | Vertical | Mutualise - TH51103833 | Pigtail | As built
B2-T3-MODULE-E | 9 | B2-T3-MODULE-C9 | B2-T3-MODULE-I9 | PBO-SRO-BPI-11665276-028 | PBO-SRO-BPI-11665276-028 | PBO-SRO-BPI-11665276-028 |  | Rouge | Vert | OK | OK | 107 | 107 |  |  | OK | [8 empty] | REFERENCE OK | [13 empty] | SRO-BPI-11665276 | NA | 16/08/2023 10:48:34 | NUSER2765 |  | As built |  | SC-118540125 | PBO-SRO-BPI-11665276-028 | 402-PBO028 | Customer | DSP THD_64 | SFR_FTTH_ZMD_Legacy | 21 - 23 - 27 - 29 - 40 RUE DES PARTOLLES 64320 LEE |  |  | ID-64329000008O;ID-64329000008V;ID-64329000009B;ID-643290000097;ID-64329000008J |  | 5 | AUTRES | PB Aerien | GP FTTH | FTTH | HABITATION/HABITATION/HABITATION | TH-5110-3844 | New | Libre | 1 | PBO-SRO-BPI-11665276-028 | 3 | POTEAU-ERDF/HABITATION/HABITATION/HABITATION | BPE-0128-64329-FT / PBO-SRO-BPI-11665276-028 / LEE | Rouge | Vert | 1 | 3 | SRO-BPI-11665276 / BPE-0128-64329-FT / LEE | Noir | Marron | 10 | 117 | B2-T3-MODULE-E | 9 | Vertical
B2-T3-MODULE-E | 10 | B2-T3-MODULE-C10 | B2-T3-MODULE-I10 | PBO-SRO-BPI-11665276-028 | PBO-SRO-BPI-11665276-028 | PBO-SRO-BPI-11665276-028 |  | Rouge | Jaune | OK | OCCUPE | 107 |  |  |  | OK | [8 empty] | REFERENCE OK | [13 empty] | SRO-BPI-11665276 | NA | 16/08/2023 10:48:34 | NUSER2765 |  | As built |  | SC-118540125 | PBO-SRO-BPI-11665276-028 | 402-PBO028 | Customer | DSP THD_64 | SFR_FTTH_ZMD_Legacy | 21 - 23 - 27 - 29 - 40 RUE DES PARTOLLES 64320 LEE |  |  | ID-64329000008O;ID-64329000008V;ID-64329000009B;ID-643290000097;ID-64329000008J |  | 5 | AUTRES | PB Aerien | GP FTTH | FTTH | HABITATION/HABITATION/HABITATION | TH-5110-3855 | New | Libre | 1 | PBO-SRO-BPI-11665276-028 | 4 | POTEAU-ERDF/HABITATION/HABITATION/HABITATION | BPE-0128-64329-FT / PBO-SRO-BPI-11665276-028 / LEE | Rouge | Jaune | 1 | 4 | SRO-BPI-11665276 / BPE-0128-64329-FT / LEE | Noir | Noir | 10 | 118 | B2-T3-MODULE-E | 10 | Vertical
B2-T3-MODULE-E | 11 | B2-T3-MODULE-C11 | B2-T3-MODULE-I11 | PBO-SRO-BPI-11665276-028 | PBO-SRO-BPI-11665276-028 | PBO-SRO-BPI-11665276-028 |  | Rouge | Violet | OK | OCCUPE | 107 |  |  |  | OK | [8 empty] | REFERENCE OK | [13 empty] | SRO-BPI-11665276 | NA | 16/08/2023 10:48:34 | NUSER2765 |  | As built |  | SC-118540125 | PBO-SRO-BPI-11665276-028 | 402-PBO028 | Customer | DSP THD_64 | SFR_FTTH_ZMD_Legacy | 21 - 23 - 27 - 29 - 40 RUE DES PARTOLLES 64320 LEE |  |  | ID-64329000008O;ID-64329000008V;ID-64329000009B;ID-643290000097;ID-64329000008J |  | 5 | AUTRES | PB Aerien | GP FTTH | FTTH | HABITATION/HABITATION/HABITATION | TH-5110-3866 | New | Libre | 1 | PBO-SRO-BPI-11665276-028 | 5 | POTEAU-ERDF/HABITATION/HABITATION/HABITATION | BPE-0128-64329-FT / PBO-SRO-BPI-11665276-028 / LEE | Rouge | Violet | 1 | 5 | SRO-BPI-11665276 / BPE-0128-64329-FT / LEE | Noir | Turquoise | 10 | 119 | B2-T3-MODULE-E | 11 | Vertical
B2-T3-MODULE-E | 12 | B2-T3-MODULE-C12 | B2-T3-MODULE-I12 | PBO-SRO-BPI-11665276-028 | PBO-SRO-BPI-11665276-028 | PBO-SRO-BPI-11665276-028 |  | Rouge | Blanc | OK | OK | 107 | 107 |  |  | OK | [8 empty] | REFERENCE OK | [13 empty] | SRO-BPI-11665276 | NA | 16/08/2023 10:48:34 | NUSER2765 |  | As built |  | SC-118540125 | PBO-SRO-BPI-11665276-028 | 402-PBO028 | Customer | DSP THD_64 | SFR_FTTH_ZMD_Legacy | 21 - 23 - 27 - 29 - 40 RUE DES PARTOLLES 64320 LEE |  |  | ID-64329000008O;ID-64329000008V;ID-64329000009B;ID-643290000097;ID-64329000008J |  | 5 | AUTRES | PB Aerien | GP FTTH | FTTH | [5 empty] | PBO-SRO-BPI-11665276-028 | 6 | POTEAU-ERDF/HABITATION/HABITATION/HABITATION | BPE-0128-64329-FT / PBO-SRO-BPI-11665276-028 / LEE | Rouge | Blanc | 1 | 6 | SRO-BPI-11665276 / BPE-0128-64329-FT / LEE | Noir | Rose | 10 | 120 | B2-T3-MODULE-E | 12 | Vertical
B2-T3-MODULE-E | 13 | - | B2-T3-MODULE-J1 | PBO-SRO-BPI-11665276-020 | PBO-SRO-BPI-11665276-020 | PBO-SRO-BPI-11665276-020 |  | Rouge | Rouge | OCCUPE | OCCUPE |  |  | orange |  | OCCUPE | [22 empty] | SRO-BPI-11665276 | NA | 16/08/2023 10:48:34 | NUSER2765 |  | As built |  | SC-118540113 | PBO-SRO-BPI-11665276-020 | 402-PBO020 | Customer | DSP THD_64 | SFR_FTTH_ZMD_Legacy | 1 - 2 - 3 - 4 - 5 DOMAINE DES PYRENEES 64320 OUSSE |  |  | ID-6443900000CE;ID-6443900000CA;ID-6443900000C2;ID-6443900000BH;ID-6443900000CR |  | 5 | AUTRES | PB Chambre | GP FTTH | FTTH | HABITATION/HABITATION/HABITATION | TH-5110-2931 | As built | Mutualise | 1 | PBO-SRO-BPI-11665276-020 | 1 | CHAMBRE-198-FT/HABITATION/HABITATION/HABITATION | PBO-SRO-BPI-11665276-018 / PBO-SRO-BPI-11665276-020 / OUSSE | Rouge | Rouge | 1 | 1 | 001-PM402 / BPE-0118B-FT / LEE | Rouge | Rouge | 1 | 1 | B2-T3-MODULE-E | 13 | Vertical | Mutualise - TH51102931 | Pigtail | As built
B2-T3-MODULE-E | 14 | - | B2-T3-MODULE-J2 | PBO-SRO-BPI-11665276-020 | PBO-SRO-BPI-11665276-020 | PBO-SRO-BPI-11665276-020 |  | Rouge | Bleu | OCCUPE | OCCUPE |  |  | orange |  | OCCUPE | [22 empty] | SRO-BPI-11665276 | NA | 16/08/2023 10:48:34 | NUSER2765 |  | As built |  | SC-118540113 | PBO-SRO-BPI-11665276-020 | 402-PBO020 | Customer | DSP THD_64 | SFR_FTTH_ZMD_Legacy | 1 - 2 - 3 - 4 - 5 DOMAINE DES PYRENEES 64320 OUSSE |  |  | ID-6443900000CE;ID-6443900000CA;ID-6443900000C2;ID-6443900000BH;ID-6443900000CR |  | 5 | AUTRES | PB Chambre | GP FTTH | FTTH | HABITATION/HABITATION/HABITATION | TH-5110-2942 | As built | Libre | 1 | PBO-SRO-BPI-11665276-020 | 2 | CHAMBRE-198-FT/HABITATION/HABITATION/HABITATION | PBO-SRO-BPI-11665276-018 / PBO-SRO-BPI-11665276-020 / OUSSE | Rouge | Bleu | 1 | 2 | 001-PM402 / BPE-0118B-FT / LEE | Rouge | Bleu | 1 | 2 | B2-T3-MODULE-E | 14 | Vertical | Mutualise - TH51102942 | Pigtail | As built
B2-T3-MODULE-E | 15 | - | B2-T3-MODULE-J3 | PBO-SRO-BPI-11665276-020 | PBO-SRO-BPI-11665276-020 | PBO-SRO-BPI-11665276-020 |  | Rouge | Vert | OCCUPE | OCCUPE |  |  | orange |  | OCCUPE | [22 empty] | SRO-BPI-11665276 | NA | 16/08/2023 10:48:34 | NUSER2765 |  | As built |  | SC-118540113 | PBO-SRO-BPI-11665276-020 | 402-PBO020 | Customer | DSP THD_64 | SFR_FTTH_ZMD_Legacy | 1 - 2 - 3 - 4 - 5 DOMAINE DES PYRENEES 64320 OUSSE |  |  | ID-6443900000CE;ID-6443900000CA;ID-6443900000C2;ID-6443900000BH;ID-6443900000CR |  | 5 | AUTRES | PB Chambre | GP FTTH | FTTH | HABITATION/HABITATION/HABITATION | TH-5110-2953 | As built | Mutualise | 1 | PBO-SRO-BPI-11665276-020 | 3 | CHAMBRE-198-FT/HABITATION/HABITATION/HABITATION | PBO-SRO-BPI-11665276-018 / PBO-SRO-BPI-11665276-020 / OUSSE | Rouge | Vert | 1 | 3 | 001-PM402 / BPE-0118B-FT / LEE | Rouge | Vert | 1 | 3 | B2-T3-MODULE-E | 15 | Vertical | Mutualise - TH51102953 | Pigtail | As built
B2-T3-MODULE-E | 16 | - | B2-T3-MODULE-J4 | PBO-SRO-BPI-11665276-020 | PBO-SRO-BPI-11665276-020 | PBO-SRO-BPI-11665276-020 |  | Rouge | Jaune | OCCUPE | OCCUPE |  |  | bleu |  | OCCUPE | [22 empty] | SRO-BPI-11665276 | NA | 16/08/2023 10:48:34 | NUSER2765 |  | As built |  | SC-118540113 | PBO-SRO-BPI-11665276-020 | 402-PBO020 | Customer | DSP THD_64 | SFR_FTTH_ZMD_Legacy | 1 - 2 - 3 - 4 - 5 DOMAINE DES PYRENEES 64320 OUSSE |  |  | ID-6443900000CE;ID-6443900000CA;ID-6443900000C2;ID-6443900000BH;ID-6443900000CR |  | 5 | AUTRES | PB Chambre | GP FTTH | FTTH | HABITATION/HABITATION/HABITATION | TH-5110-2964 | As built | Utilise | 1 | PBO-SRO-BPI-11665276-020 | 4 | CHAMBRE-198-FT/HABITATION/HABITATION/HABITATION | PBO-SRO-BPI-11665276-018 / PBO-SRO-BPI-11665276-020 / OUSSE | Rouge | Jaune | 1 | 4 | 001-PM402 / BPE-0118B-FT / LEE | Rouge | Jaune | 1 | 4 | B2-T3-MODULE-E | 16 | Vertical | TH51102964 | Jumper | As built | Utilise | B1-T2-SPL-1*64-03-OUT | 10 | Horizontal | SPL-1*64-03 | OptSplitter |  | 10 | 1x64 | [5 empty] | PIG9648553 | Pigtail | B2-T6-MODULE-TRANSPORT-A | 3 | Indetermine | BPE_0011-SFR / SRO-BPI-11665276 / LEE | Rouge | Vert | 1 | 3
B2-T3-MODULE-E | 17 | - | B2-T3-MODULE-J5 | PBO-SRO-BPI-11665276-020 | PBO-SRO-BPI-11665276-020 | PBO-SRO-BPI-11665276-020 |  | Rouge | Violet | NOK | OCCUPE | 2903 |  |  |  | OK | [10 empty] | 1: BPE-0086-FT | SRO-BPI-11665276 | NA | 16/08/2023 10:48:34 | NUSER2765 |  | As built |  | SC-118540113 | PBO-SRO-BPI-11665276-020 | 402-PBO020 | Customer | DSP THD_64 | SFR_FTTH_ZMD_Legacy | 1 - 2 - 3 - 4 - 5 DOMAINE DES PYRENEES 64320 OUSSE |  |  | ID-6443900000CE;ID-6443900000CA;ID-6443900000C2;ID-6443900000BH;ID-6443900000CR |  | 5 | AUTRES | PB Chambre | GP FTTH | FTTH | HABITATION/HABITATION/HABITATION | TH-5110-2975 | New | Libre | 1 | PBO-SRO-BPI-11665276-020 | 5 | CHAMBRE-198-FT/HABITATION/HABITATION/HABITATION | PBO-SRO-BPI-11665276-018 / PBO-SRO-BPI-11665276-020 / OUSSE | Rouge | Violet | 1 | 5 | 001-PM402 / BPE-0118B-FT / LEE | Rouge | Violet | 1 | 5 | B2-T3-MODULE-E | 17 | Vertical
B2-T3-MODULE-E | 18 | - | B2-T3-MODULE-J6 | PBO-SRO-BPI-11665276-020 | PBO-SRO-BPI-11665276-020 | PBO-SRO-BPI-11665276-020 |  | Rouge | Blanc | OK | OCCUPE | 2903 |  |  |  | OK | [22 empty] | SRO-BPI-11665276 | NA | 16/08/2023 10:48:34 | NUSER2765 |  | As built |  | SC-118540113 | PBO-SRO-BPI-11665276-020 | 402-PBO020 | Customer | DSP THD_64 | SFR_FTTH_ZMD_Legacy | 1 - 2 - 3 - 4 - 5 DOMAINE DES PYRENEES 64320 OUSSE |  |  | ID-6443900000CE;ID-6443900000CA;ID-6443900000C2;ID-6443900000BH;ID-6443900000CR |  | 5 | AUTRES | PB Chambre | GP FTTH | FTTH | [5 empty] | PBO-SRO-BPI-11665276-020 | 6 | CHAMBRE-198-FT/HABITATION/HABITATION/HABITATION | PBO-SRO-BPI-11665276-018 / PBO-SRO-BPI-11665276-020 / OUSSE | Rouge | Blanc | 1 | 6 | 001-PM402 / BPE-0118B-FT / LEE | Rouge | Blanc | 1 | 6 | B2-T3-MODULE-E | 18 | Vertical
B2-T3-MODULE-E | 19 | - | B2-T3-MODULE-J7 | PBO-SRO-BPI-11665276-018 | PBO-SRO-BPI-11665276-018 | PBO-SRO-BPI-11665276-018 |  | Bleu | Rouge | NOK | OCCUPE | 3026 |  |  |  | OK | [8 empty] | REFERENCE OK |  | 1: BPE-0086-FT | SRO-BPI-11665276 | NA | 16/08/2023 10:48:34 | NUSER2765 |  | As built |  | SC-118540157 | PBO-SRO-BPI-11665276-018 | 402-PBO018 | Customer | DSP THD_64 | SFR_FTTH_ZMD_Legacy | 6 - 7 - 8 - 9 - 10 - 12 - 14 - 16 - 18 - 16B DOMAINE DES PYRENEES 64320 OUSSE |  |  | ID-6443900000CF;ID-6443900000CH;ID-6443900000CD;ID-6443900000C1;ID-6443900000BG;ID-6443900000CO;ID-6443900000C0;ID-6443900000CQ;ID-6443900000BF;ID-6443900000BU |  | 10 | AUTRES | PB Chambre | GP FTTH | FTTH | HABITATION/HABITATION/HABITATION | TH-5110-5736 | New | Libre | 1 | PBO-SRO-BPI-11665276-018 | 1 | CHAMBRE-CHFT_0024-FT/HABITATION/HABITATION/HABITATION | PBO-SRO-BPI-11665276-017 / PBO-SRO-BPI-11665276-018 / OUSSE | Bleu | Rouge | 2 | 7 | 001-PM402 / BPE-0118B-FT / LEE | Rouge | Orange | 1 | 7 | B2-T3-MODULE-E | 19 | Vertical
B2-T3-MODULE-E | 20 | - | B2-T3-MODULE-J8 | PBO-SRO-BPI-11665276-018 | PBO-SRO-BPI-11665276-018 | PBO-SRO-BPI-11665276-018 |  | Bleu | Bleu | NOK | OCCUPE | 3025 |  |  |  | OK | [8 empty] | REFERENCE OK |  | 1: BPE-0086-FT | SRO-BPI-11665276 | NA | 16/08/2023 10:48:34 | NUSER2765 |  | As built |  | SC-118540157 | PBO-SRO-BPI-11665276-018 | 402-PBO018 | Customer | DSP THD_64 | SFR_FTTH_ZMD_Legacy | 6 - 7 - 8 - 9 - 10 - 12 - 14 - 16 - 18 - 16B DOMAINE DES PYRENEES 64320 OUSSE |  |  | ID-6443900000CF;ID-6443900000CH;ID-6443900000CD;ID-6443900000C1;ID-6443900000BG;ID-6443900000CO;ID-6443900000C0;ID-6443900000CQ;ID-6443900000BF;ID-6443900000BU |  | 10 | AUTRES | PB Chambre | GP FTTH | FTTH | HABITATION/HABITATION/HABITATION | TH-5110-5692 | As built | Mutualise | 1 | PBO-SRO-BPI-11665276-018 | 2 | CHAMBRE-CHFT_0024-FT/HABITATION/HABITATION/HABITATION | PBO-SRO-BPI-11665276-017 / PBO-SRO-BPI-11665276-018 / OUSSE | Bleu | Bleu | 2 | 8 | 001-PM402 / BPE-0118B-FT / LEE | Rouge | Gris | 1 | 8 | B2-T3-MODULE-E | 20 | Vertical | Mutualise - TH51105692 | Pigtail | As built
B2-T3-MODULE-E | 21 | - | B2-T3-MODULE-J9 | PBO-SRO-BPI-11665276-018 | PBO-SRO-BPI-11665276-018 | PBO-SRO-BPI-11665276-018 |  | Bleu | Vert | NOK | OK | 3025 | 3082 |  |  | OK | [8 empty] | REFERENCE OK |  | 1: BPE-0086-FT | SRO-BPI-11665276 | NA | 16/08/2023 10:48:34 | NUSER2765 |  | As built |  | SC-118540157 | PBO-SRO-BPI-11665276-018 | 402-PBO018 | Customer | DSP THD_64 | SFR_FTTH_ZMD_Legacy | 6 - 7 - 8 - 9 - 10 - 12 - 14 - 16 - 18 - 16B DOMAINE DES PYRENEES 64320 OUSSE |  |  | ID-6443900000CF;ID-6443900000CH;ID-6443900000CD;ID-6443900000C1;ID-6443900000BG;ID-6443900000CO;ID-6443900000C0;ID-6443900000CQ;ID-6443900000BF;ID-6443900000BU |  | 10 | AUTRES | PB Chambre | GP FTTH | FTTH | HABITATION/HABITATION/HABITATION | TH-5110-5703 | New | Libre | 1 | PBO-SRO-BPI-11665276-018 | 3 | CHAMBRE-CHFT_0024-FT/HABITATION/HABITATION/HABITATION | PBO-SRO-BPI-11665276-017 / PBO-SRO-BPI-11665276-018 / OUSSE | Bleu | Vert | 2 | 9 | 001-PM402 / BPE-0118B-FT / LEE | Rouge | Marron | 1 | 9 | B2-T3-MODULE-E | 21 | Vertical
B2-T3-MODULE-E | 22 | - | B2-T3-MODULE-J10 | PBO-SRO-BPI-11665276-018 | PBO-SRO-BPI-11665276-018 | PBO-SRO-BPI-11665276-018 |  | Bleu | Jaune | NOK | OCCUPE | 3026 |  |  |  | OK | [8 empty] | REFERENCE OK |  | 1: BPE-0086-FT | SRO-BPI-11665276 | NA | 16/08/2023 10:48:34 | NUSER2765 |  | As built |  | SC-118540157 | PBO-SRO-BPI-11665276-018 | 402-PBO018 | Customer | DSP THD_64 | SFR_FTTH_ZMD_Legacy | 6 - 7 - 8 - 9 - 10 - 12 - 14 - 16 - 18 - 16B DOMAINE DES PYRENEES 64320 OUSSE |  |  | ID-6443900000CF;ID-6443900000CH;ID-6443900000CD;ID-6443900000C1;ID-6443900000BG;ID-6443900000CO;ID-6443900000C0;ID-6443900000CQ;ID-6443900000BF;ID-6443900000BU |  | 10 | AUTRES | PB Chambre | GP FTTH | FTTH | HABITATION/HABITATION/HABITATION | TH-5110-5714 | New | Libre | 1 | PBO-SRO-BPI-11665276-018 | 4 | CHAMBRE-CHFT_0024-FT/HABITATION/HABITATION/HABITATION | PBO-SRO-BPI-11665276-017 / PBO-SRO-BPI-11665276-018 / OUSSE | Bleu | Jaune | 2 | 10 | 001-PM402 / BPE-0118B-FT / LEE | Rouge | Noir | 1 | 10 | B2-T3-MODULE-E | 22 | Vertical
B2-T3-MODULE-E | 23 | - | B2-T3-MODULE-J11 | PBO-SRO-BPI-11665276-018 | PBO-SRO-BPI-11665276-018 | PBO-SRO-BPI-11665276-018 |  | Bleu | Violet | OK | OK | 3026 | 3082 |  |  | OK | [8 empty] | REFERENCE OK | [13 empty] | SRO-BPI-11665276 | NA | 16/08/2023 10:48:34 | NUSER2765 |  | As built |  | SC-118540157 | PBO-SRO-BPI-11665276-018 | 402-PBO018 | Customer | DSP THD_64 | SFR_FTTH_ZMD_Legacy | 6 - 7 - 8 - 9 - 10 - 12 - 14 - 16 - 18 - 16B DOMAINE DES PYRENEES 64320 OUSSE |  |  | ID-6443900000CF;ID-6443900000CH;ID-6443900000CD;ID-6443900000C1;ID-6443900000BG;ID-6443900000CO;ID-6443900000C0;ID-6443900000CQ;ID-6443900000BF;ID-6443900000BU |  | 10 | AUTRES | PB Chambre | GP FTTH | FTTH | HABITATION/HABITATION/HABITATION | TH-5110-5725 | New | Libre | 1 | PBO-SRO-BPI-11665276-018 | 5 | CHAMBRE-CHFT_0024-FT/HABITATION/HABITATION/HABITATION | PBO-SRO-BPI-11665276-017 / PBO-SRO-BPI-11665276-018 / OUSSE | Bleu | Violet | 2 | 11 | 001-PM402 / BPE-0118B-FT / LEE | Rouge | Turquoise | 1 | 11 | B2-T3-MODULE-E | 23 | Vertical
B2-T3-MODULE-E | 24 | - | B2-T3-MODULE-J12 | PBO-SRO-BPI-11665276-018 | PBO-SRO-BPI-11665276-018 | PBO-SRO-BPI-11665276-018 |  | Bleu | Blanc | NOK | OK | 3025 | 3082 |  |  | OK | [8 empty] | REFERENCE OK |  | 1: BPE-0086-FT | SRO-BPI-11665276 | NA | 16/08/2023 10:48:34 | NUSER2765 |  | As built |  | SC-118540157 | PBO-SRO-BPI-11665276-018 | 402-PBO018 | Customer | DSP THD_64 | SFR_FTTH_ZMD_Legacy | 6 - 7 - 8 - 9 - 10 - 12 - 14 - 16 - 18 - 16B DOMAINE DES PYRENEES 64320 OUSSE |  |  | ID-6443900000CF;ID-6443900000CH;ID-6443900000CD;ID-6443900000C1;ID-6443900000BG;ID-6443900000CO;ID-6443900000C0;ID-6443900000CQ;ID-6443900000BF;ID-6443900000BU |  | 10 | AUTRES | PB Chambre | GP FTTH | FTTH | HABITATION/HABITATION/HABITATION | TH-5110-5681 | As built | Utilise | 1 | PBO-SRO-BPI-11665276-018 | 6 | CHAMBRE-CHFT_0024-FT/HABITATION/HABITATION/HABITATION | PBO-SRO-BPI-11665276-017 / PBO-SRO-BPI-11665276-018 / OUSSE | Bleu | Blanc | 2 | 12 | 001-PM402 / BPE-0118B-FT / LEE | Rouge | Rose | 1 | 12 | B2-T3-MODULE-E | 24 | Vertical | TH51105681 | Jumper | As built | Utilise | B1-T2-SPL-1*64-03-OUT | 20 | Horizontal | SPL-1*64-03 | OptSplitter |  | 20 | 1x64 | [5 empty] | PIG9648553 | Pigtail | B2-T6-MODULE-TRANSPORT-A | 3 | Indetermine | BPE_0011-SFR / SRO-BPI-11665276 / LEE | Rouge | Vert | 1 | 3
B2-T3-MODULE-F | 1 | B2-T3-MODULE-C13 | B2-T3-MODULE-K1 | PBO-SRO-BPI-11665276-018 | PBO-SRO-BPI-11665276-018 | PBO-SRO-BPI-11665276-018 |  | Vert | Rouge | NOK | OCCUPE | 3025 |  |  |  | OK | [8 empty] | REFERENCE OK |  | 1: BPE-0086-FT | SRO-BPI-11665276 | NA | 16/08/2023 10:48:34 | NUSER2765 |  | As built |  | SC-118540157 | PBO-SRO-BPI-11665276-018 | 402-PBO018 | Customer | DSP THD_64 | SFR_FTTH_ZMD_Legacy | 6 - 7 - 8 - 9 - 10 - 12 - 14 - 16 - 18 - 16B DOMAINE DES PYRENEES 64320 OUSSE |  |  | ID-6443900000CF;ID-6443900000CH;ID-6443900000CD;ID-6443900000C1;ID-6443900000BG;ID-6443900000CO;ID-6443900000C0;ID-6443900000CQ;ID-6443900000BF;ID-6443900000BU |  | 10 | AUTRES | PB Chambre | GP FTTH | FTTH | HABITATION/HABITATION/HABITATION | TH-5110-5747 | New | Libre | 1 | PBO-SRO-BPI-11665276-018 | 7 | CHAMBRE-CHFT_0024-FT/HABITATION/HABITATION/HABITATION | PBO-SRO-BPI-11665276-017 / PBO-SRO-BPI-11665276-018 / OUSSE | Vert | Rouge | 3 | 13 | 001-PM402 / BPE-0118B-FT / LEE | Bleu | Rouge | 2 | 13 | B2-T3-MODULE-F | 1 | Vertical
B2-T3-MODULE-F | 2 | B2-T3-MODULE-C14 | B2-T3-MODULE-K2 | PBO-SRO-BPI-11665276-018 | PBO-SRO-BPI-11665276-018 | PBO-SRO-BPI-11665276-018 |  | Vert | Bleu | NOK | OCCUPE | 3027 |  |  |  | OK | [8 empty] | REFERENCE OK |  | 1: BPE-0086-FT | SRO-BPI-11665276 | NA | 16/08/2023 10:48:34 | NUSER2765 |  | As built |  | SC-118540157 | PBO-SRO-BPI-11665276-018 | 402-PBO018 | Customer | DSP THD_64 | SFR_FTTH_ZMD_Legacy | 6 - 7 - 8 - 9 - 10 - 12 - 14 - 16 - 18 - 16B DOMAINE DES PYRENEES 64320 OUSSE |  |  | ID-6443900000CF;ID-6443900000CH;ID-6443900000CD;ID-6443900000C1;ID-6443900000BG;ID-6443900000CO;ID-6443900000C0;ID-6443900000CQ;ID-6443900000BF;ID-6443900000BU |  | 10 | AUTRES | PB Chambre | GP FTTH | FTTH | HABITATION/HABITATION/HABITATION | TH-5110-5758 | New | Libre | 1 | PBO-SRO-BPI-11665276-018 | 8 | CHAMBRE-CHFT_0024-FT/HABITATION/HABITATION/HABITATION | PBO-SRO-BPI-11665276-017 / PBO-SRO-BPI-11665276-018 / OUSSE | Vert | Bleu | 3 | 14 | 001-PM402 / BPE-0118B-FT / LEE | Bleu | Bleu | 2 | 14 | B2-T3-MODULE-F | 2 | Vertical
B2-T3-MODULE-F | 3 | B2-T3-MODULE-C15 | B2-T3-MODULE-K3 | PBO-SRO-BPI-11665276-018 | PBO-SRO-BPI-11665276-018 | PBO-SRO-BPI-11665276-018 |  | Vert | Vert | NOK | OCCUPE | 3025 |  |  |  | OK | [8 empty] | REFERENCE OK |  | 1: BPE-0086-FT | SRO-BPI-11665276 | NA | 16/08/2023 10:48:34 | NUSER2765 |  | As built |  | SC-118540157 | PBO-SRO-BPI-11665276-018 | 402-PBO018 | Customer | DSP THD_64 | SFR_FTTH_ZMD_Legacy | 6 - 7 - 8 - 9 - 10 - 12 - 14 - 16 - 18 - 16B DOMAINE DES PYRENEES 64320 OUSSE |  |  | ID-6443900000CF;ID-6443900000CH;ID-6443900000CD;ID-6443900000C1;ID-6443900000BG;ID-6443900000CO;ID-6443900000C0;ID-6443900000CQ;ID-6443900000BF;ID-6443900000BU |  | 10 | AUTRES | PB Chambre | GP FTTH | FTTH | HABITATION/HABITATION/HABITATION | TH-5110-5769 | New | Libre | 1 | PBO-SRO-BPI-11665276-018 | 9 | CHAMBRE-CHFT_0024-FT/HABITATION/HABITATION/HABITATION | PBO-SRO-BPI-11665276-017 / PBO-SRO-BPI-11665276-018 / OUSSE | Vert | Vert | 3 | 15 | 001-PM402 / BPE-0118B-FT / LEE | Bleu | Vert | 2 | 15 | B2-T3-MODULE-F | 3 | Vertical
B2-T3-MODULE-F | 4 | B2-T3-MODULE-C16 | B2-T3-MODULE-K4 | PBO-SRO-BPI-11665276-018 | PBO-SRO-BPI-11665276-018 | PBO-SRO-BPI-11665276-018 |  | Vert | Jaune | NOK | OCCUPE | 3027 |  |  |  | OK | [8 empty] | REFERENCE OK |  | 1: BPE-0086-FT | SRO-BPI-11665276 | NA | 16/08/2023 10:48:34 | NUSER2765 |  | As built |  | SC-118540157 | PBO-SRO-BPI-11665276-018 | 402-PBO018 | Customer | DSP THD_64 | SFR_FTTH_ZMD_Legacy | 6 - 7 - 8 - 9 - 10 - 12 - 14 - 16 - 18 - 16B DOMAINE DES PYRENEES 64320 OUSSE |  |  | ID-6443900000CF;ID-6443900000CH;ID-6443900000CD;ID-6443900000C1;ID-6443900000BG;ID-6443900000CO;ID-6443900000C0;ID-6443900000CQ;ID-6443900000BF;ID-6443900000BU |  | 10 | AUTRES | PB Chambre | GP FTTH | FTTH | HABITATION/HABITATION/HABITATION | TH-5110-5780 | New | Libre | 1 | PBO-SRO-BPI-11665276-018 | 10 | CHAMBRE-CHFT_0024-FT/HABITATION/HABITATION/HABITATION | PBO-SRO-BPI-11665276-017 / PBO-SRO-BPI-11665276-018 / OUSSE | Vert | Jaune | 3 | 16 | 001-PM402 / BPE-0118B-FT / LEE | Bleu | Jaune | 2 | 16 | B2-T3-MODULE-F | 4 | Vertical
B2-T3-MODULE-F | 5 | B2-T3-MODULE-C17 | B2-T3-MODULE-K5 | PBO-SRO-BPI-11665276-018 | PBO-SRO-BPI-11665276-018 | PBO-SRO-BPI-11665276-018 |  | Vert | Violet | NOK | OCCUPE | 3026 |  |  |  | OK | [8 empty] | REFERENCE OK |  | 1: BPE-0086-FT | SRO-BPI-11665276 | NA | 16/08/2023 10:48:34 | NUSER2765 |  | As built |  | SC-118540157 | PBO-SRO-BPI-11665276-018 | 402-PBO018 | Customer | DSP THD_64 | SFR_FTTH_ZMD_Legacy | 6 - 7 - 8 - 9 - 10 - 12 - 14 - 16 - 18 - 16B DOMAINE DES PYRENEES 64320 OUSSE |  |  | ID-6443900000CF;ID-6443900000CH;ID-6443900000CD;ID-6443900000C1;ID-6443900000BG;ID-6443900000CO;ID-6443900000C0;ID-6443900000CQ;ID-6443900000BF;ID-6443900000BU |  | 10 | AUTRES | PB Chambre | GP FTTH | FTTH | [5 empty] | PBO-SRO-BPI-11665276-018 | 11 | CHAMBRE-CHFT_0024-FT/HABITATION/HABITATION/HABITATION | PBO-SRO-BPI-11665276-017 / PBO-SRO-BPI-11665276-018 / OUSSE | Vert | Violet | 3 | 17 | 001-PM402 / BPE-0118B-FT / LEE | Bleu | Violet | 2 | 17 | B2-T3-MODULE-F | 5 | Vertical
B2-T3-MODULE-F | 6 | B2-T3-MODULE-C18 | B2-T3-MODULE-K6 | PBO-SRO-BPI-11665276-018 | PBO-SRO-BPI-11665276-018 | PBO-SRO-BPI-11665276-018 |  | Vert | Blanc | OCCUPE | OCCUPE |  |  | bleu |  | OCCUPE | [8 empty] | REFERENCE OK | [13 empty] | SRO-BPI-11665276 | NA | 16/08/2023 10:48:34 | NUSER2765 |  | As built |  | SC-118540157 | PBO-SRO-BPI-11665276-018 | 402-PBO018 | Customer | DSP THD_64 | SFR_FTTH_ZMD_Legacy | 6 - 7 - 8 - 9 - 10 - 12 - 14 - 16 - 18 - 16B DOMAINE DES PYRENEES 64320 OUSSE |  |  | ID-6443900000CF;ID-6443900000CH;ID-6443900000CD;ID-6443900000C1;ID-6443900000BG;ID-6443900000CO;ID-6443900000C0;ID-6443900000CQ;ID-6443900000BF;ID-6443900000BU |  | 10 | AUTRES | PB Chambre | GP FTTH | FTTH | [5 empty] | PBO-SRO-BPI-11665276-018 | 12 | CHAMBRE-CHFT_0024-FT/HABITATION/HABITATION/HABITATION | PBO-SRO-BPI-11665276-017 / PBO-SRO-BPI-11665276-018 / OUSSE | Vert | Blanc | 3 | 18 | 001-PM402 / BPE-0118B-FT / LEE | Bleu | Blanc | 2 | 18 | B2-T3-MODULE-F | 6 | Vertical
B2-T3-MODULE-F | 7 | B2-T3-MODULE-C19 | B2-T3-MODULE-K7 | PBO-SRO-BPI-11665276-017 | PBO-SRO-BPI-11665276-017 | PBO-SRO-BPI-11665276-017 |  | Jaune | Rouge | OCCUPE | OCCUPE |  |  | orange |  | OCCUPE | [8 empty] | REFERENCE OK | [13 empty] | SRO-BPI-11665276 | NA | 16/08/2023 10:48:34 | NUSER2765 |  | As built |  | SC-118540114 | PBO-SRO-BPI-11665276-017 | 402-PBO017 | Customer | DSP THD_64 | SFR_FTTH_ZMD_Legacy | 8 - 10 - 12 - 13 - 15 - 17 - 19 - 21 - 23 LOTISSEMENT LA CHENAIE ; 11 DOMAINE DES PYRENEES 64320 OUSSE |  |  | ID-6443900000C5;ID-6443900000BB;ID-6443900000BD;ID-6443900000CC;ID-6443900000C4;ID-6443900000BX;ID-6443900000BS;ID-6443900000CJ;ID-6443900000BN;ID-6443900000BQ |  | 10 | AUTRES | PB Chambre | GP FTTH | FTTH | HABITATION/HABITATION/HABITATION | TH-5110-2986 | As built | Mutualise | 1 | PBO-SRO-BPI-11665276-017 | 1 | CHAMBRE-546-FT/HABITATION/HABITATION/HABITATION | PBO-SRO-BPI-11665276-016 / PBO-SRO-BPI-11665276-017 / OUSSE | Jaune | Rouge | 4 | 19 | 001-PM402 / BPE-0118B-FT / LEE | Bleu | Orange | 2 | 19 | B2-T3-MODULE-F | 7 | Vertical | Mutualise - TH51102986 | Pigtail | As built
B2-T3-MODULE-F | 8 | B2-T3-MODULE-C20 | B2-T3-MODULE-K8 | PBO-SRO-BPI-11665276-017 | PBO-SRO-BPI-11665276-017 | PBO-SRO-BPI-11665276-017 |  | Jaune | Bleu | OCCUPE | OCCUPE |  |  | bleu |  | OCCUPE | [8 empty] | REFERENCE OK | [13 empty] | SRO-BPI-11665276 | NA | 16/08/2023 10:48:34 | NUSER2765 |  | As built |  | SC-118540114 | PBO-SRO-BPI-11665276-017 | 402-PBO017 | Customer | DSP THD_64 | SFR_FTTH_ZMD_Legacy | 8 - 10 - 12 - 13 - 15 - 17 - 19 - 21 - 23 LOTISSEMENT LA CHENAIE ; 11 DOMAINE DES PYRENEES 64320 OUSSE |  |  | ID-6443900000C5;ID-6443900000BB;ID-6443900000BD;ID-6443900000CC;ID-6443900000C4;ID-6443900000BX;ID-6443900000BS;ID-6443900000CJ;ID-6443900000BN;ID-6443900000BQ |  | 10 | AUTRES | PB Chambre | GP FTTH | FTTH | HABITATION/HABITATION/HABITATION | TH-5110-3008 | As built | Utilise | 1 | PBO-SRO-BPI-11665276-017 | 2 | CHAMBRE-546-FT/HABITATION/HABITATION/HABITATION | PBO-SRO-BPI-11665276-016 / PBO-SRO-BPI-11665276-017 / OUSSE | Jaune | Bleu | 4 | 20 | 001-PM402 / BPE-0118B-FT / LEE | Bleu | Gris | 2 | 20 | B2-T3-MODULE-F | 8 | Vertical | TH51103008 | Jumper | As built | Utilise | B1-T2-SPL-1*64-03-OUT | 34 | Horizontal | SPL-1*64-03 | OptSplitter |  | 34 | 1x64 | [5 empty] | PIG9648553 | Pigtail | B2-T6-MODULE-TRANSPORT-A | 3 | Indetermine | BPE_0011-SFR / SRO-BPI-11665276 / LEE | Rouge | Vert | 1 | 3
B2-T3-MODULE-F | 9 | B2-T3-MODULE-C21 | B2-T3-MODULE-K9 | PBO-SRO-BPI-11665276-017 | PBO-SRO-BPI-11665276-017 | PBO-SRO-BPI-11665276-017 |  | Jaune | Vert | OCCUPE | OCCUPE |  |  | bleu |  | OCCUPE | [8 empty] | REFERENCE OK | [13 empty] | SRO-BPI-11665276 | NA | 16/08/2023 10:48:34 | NUSER2765 |  | As built |  | SC-118540114 | PBO-SRO-BPI-11665276-017 | 402-PBO017 | Customer | DSP THD_64 | SFR_FTTH_ZMD_Legacy | 8 - 10 - 12 - 13 - 15 - 17 - 19 - 21 - 23 LOTISSEMENT LA CHENAIE ; 11 DOMAINE DES PYRENEES 64320 OUSSE |  |  | ID-6443900000C5;ID-6443900000BB;ID-6443900000BD;ID-6443900000CC;ID-6443900000C4;ID-6443900000BX;ID-6443900000BS;ID-6443900000CJ;ID-6443900000BN;ID-6443900000BQ |  | 10 | AUTRES | PB Chambre | GP FTTH | FTTH | HABITATION/HABITATION/HABITATION | TH-5110-2997 | As built | Utilise | 1 | PBO-SRO-BPI-11665276-017 | 3 | CHAMBRE-546-FT/HABITATION/HABITATION/HABITATION | PBO-SRO-BPI-11665276-016 / PBO-SRO-BPI-11665276-017 / OUSSE | Jaune | Vert | 4 | 21 | 001-PM402 / BPE-0118B-FT / LEE | Bleu | Marron | 2 | 21 | B2-T3-MODULE-F | 9 | Vertical | TH51102997 | Jumper | As built | Utilise | B1-T2-SPL-1*64-03-OUT | 3 | Horizontal | SPL-1*64-03 | OptSplitter |  | 3 | 1x64 | [5 empty] | PIG9648553 | Pigtail | B2-T6-MODULE-TRANSPORT-A | 3 | Indetermine | BPE_0011-SFR / SRO-BPI-11665276 / LEE | Rouge | Vert | 1 | 3
B2-T3-MODULE-F | 10 | B2-T3-MODULE-C22 | B2-T3-MODULE-K10 | PBO-SRO-BPI-11665276-017 | PBO-SRO-BPI-11665276-017 | PBO-SRO-BPI-11665276-017 |  | Jaune | Jaune | NOK | OCCUPE | 2534 |  |  |  | OK | [8 empty] | REFERENCE OK |  | 1: BPE-0086-FT | SRO-BPI-11665276 | NA | 16/08/2023 10:48:34 | NUSER2765 |  | As built |  | SC-118540114 | PBO-SRO-BPI-11665276-017 | 402-PBO017 | Customer | DSP THD_64 | SFR_FTTH_ZMD_Legacy | 8 - 10 - 12 - 13 - 15 - 17 - 19 - 21 - 23 LOTISSEMENT LA CHENAIE ; 11 DOMAINE DES PYRENEES 64320 OUSSE |  |  | ID-6443900000C5;ID-6443900000BB;ID-6443900000BD;ID-6443900000CC;ID-6443900000C4;ID-6443900000BX;ID-6443900000BS;ID-6443900000CJ;ID-6443900000BN;ID-6443900000BQ |  | 10 | AUTRES | PB Chambre | GP FTTH | FTTH | HABITATION/HABITATION/HABITATION | TH-5110-3019 | New | Libre | 1 | PBO-SRO-BPI-11665276-017 | 4 | CHAMBRE-546-FT/HABITATION/HABITATION/HABITATION | PBO-SRO-BPI-11665276-016 / PBO-SRO-BPI-11665276-017 / OUSSE | Jaune | Jaune | 4 | 22 | 001-PM402 / BPE-0118B-FT / LEE | Bleu | Noir | 2 | 22 | B2-T3-MODULE-F | 10 | Vertical
B2-T3-MODULE-F | 11 | B2-T3-MODULE-C23 | B2-T3-MODULE-K11 | PBO-SRO-BPI-11665276-017 | PBO-SRO-BPI-11665276-017 | PBO-SRO-BPI-11665276-017 |  | Jaune | Violet | NOK | OCCUPE | 2535 |  |  |  | OK | [8 empty] | REFERENCE OK |  | 1: BPE-0086-FT | SRO-BPI-11665276 | NA | 16/08/2023 10:48:34 | NUSER2765 |  | As built |  | SC-118540114 | PBO-SRO-BPI-11665276-017 | 402-PBO017 | Customer | DSP THD_64 | SFR_FTTH_ZMD_Legacy | 8 - 10 - 12 - 13 - 15 - 17 - 19 - 21 - 23 LOTISSEMENT LA CHENAIE ; 11 DOMAINE DES PYRENEES 64320 OUSSE |  |  | ID-6443900000C5;ID-6443900000BB;ID-6443900000BD;ID-6443900000CC;ID-6443900000C4;ID-6443900000BX;ID-6443900000BS;ID-6443900000CJ;ID-6443900000BN;ID-6443900000BQ |  | 10 | AUTRES | PB Chambre | GP FTTH | FTTH | HABITATION/HABITATION/HABITATION | TH-5110-3030 | New | Libre | 1 | PBO-SRO-BPI-11665276-017 | 5 | CHAMBRE-546-FT/HABITATION/HABITATION/HABITATION | PBO-SRO-BPI-11665276-016 / PBO-SRO-BPI-11665276-017 / OUSSE | Jaune | Violet | 4 | 23 | 001-PM402 / BPE-0118B-FT / LEE | Bleu | Turquoise | 2 | 23 | B2-T3-MODULE-F | 11 | Vertical
B2-T3-MODULE-F | 12 | B2-T3-MODULE-C24 | B2-T3-MODULE-K12 | PBO-SRO-BPI-11665276-017 | PBO-SRO-BPI-11665276-017 | PBO-SRO-BPI-11665276-017 |  | Jaune | Blanc | OK | OCCUPE | 2534 |  |  |  | OK | [8 empty] | REFERENCE OK | [13 empty] | SRO-BPI-11665276 | NA | 16/08/2023 10:48:34 | NUSER2765 |  | As built |  | SC-118540114 | PBO-SRO-BPI-11665276-017 | 402-PBO017 | Customer | DSP THD_64 | SFR_FTTH_ZMD_Legacy | 8 - 10 - 12 - 13 - 15 - 17 - 19 - 21 - 23 LOTISSEMENT LA CHENAIE ; 11 DOMAINE DES PYRENEES 64320 OUSSE |  |  | ID-6443900000C5;ID-6443900000BB;ID-6443900000BD;ID-6443900000CC;ID-6443900000C4;ID-6443900000BX;ID-6443900000BS;ID-6443900000CJ;ID-6443900000BN;ID-6443900000BQ |  | 10 | AUTRES | PB Chambre | GP FTTH | FTTH | HABITATION/HABITATION/HABITATION | TH-5110-3041 | New | Libre | 1 | PBO-SRO-BPI-11665276-017 | 6 | CHAMBRE-546-FT/HABITATION/HABITATION/HABITATION | PBO-SRO-BPI-11665276-016 / PBO-SRO-BPI-11665276-017 / OUSSE | Jaune | Blanc | 4 | 24 | 001-PM402 / BPE-0118B-FT / LEE | Bleu | Rose | 2 | 24 | B2-T3-MODULE-F | 12 | Vertical
B2-T3-MODULE-F | 13 | - | B2-T3-MODULE-L1 | PBO-SRO-BPI-11665276-017 | PBO-SRO-BPI-11665276-017 | PBO-SRO-BPI-11665276-017 |  | Violet | Rouge | NOK | OK | 2534 | 2591 |  |  | OK | [8 empty] | REFERENCE OK |  | 1: BPE-0086-FT | SRO-BPI-11665276 | NA | 16/08/2023 10:48:34 | NUSER2765 |  | As built |  | SC-118540114 | PBO-SRO-BPI-11665276-017 | 402-PBO017 | Customer | DSP THD_64 | SFR_FTTH_ZMD_Legacy | 8 - 10 - 12 - 13 - 15 - 17 - 19 - 21 - 23 LOTISSEMENT LA CHENAIE ; 11 DOMAINE DES PYRENEES 64320 OUSSE |  |  | ID-6443900000C5;ID-6443900000BB;ID-6443900000BD;ID-6443900000CC;ID-6443900000C4;ID-6443900000BX;ID-6443900000BS;ID-6443900000CJ;ID-6443900000BN;ID-6443900000BQ |  | 10 | AUTRES | PB Chambre | GP FTTH | FTTH | HABITATION/HABITATION/HABITATION | TH-5110-3052 | New | Libre | 1 | PBO-SRO-BPI-11665276-017 | 7 | CHAMBRE-546-FT/HABITATION/HABITATION/HABITATION | PBO-SRO-BPI-11665276-016 / PBO-SRO-BPI-11665276-017 / OUSSE | Violet | Rouge | 5 | 25 | 001-PM402 / BPE-0118B-FT / LEE | Vert | Rouge | 3 | 25 | B2-T3-MODULE-F | 13 | Vertical
B2-T3-MODULE-F | 14 | - | B2-T3-MODULE-L2 | PBO-SRO-BPI-11665276-017 | PBO-SRO-BPI-11665276-017 | PBO-SRO-BPI-11665276-017 |  | Violet | Bleu | NOK | OK | 2535 | 2591 |  |  | OK | [8 empty] | REFERENCE OK |  | 1: BPE-0086-FT | SRO-BPI-11665276 | NA | 16/08/2023 10:48:34 | NUSER2765 |  | As built |  | SC-118540114 | PBO-SRO-BPI-11665276-017 | 402-PBO017 | Customer | DSP THD_64 | SFR_FTTH_ZMD_Legacy | 8 - 10 - 12 - 13 - 15 - 17 - 19 - 21 - 23 LOTISSEMENT LA CHENAIE ; 11 DOMAINE DES PYRENEES 64320 OUSSE |  |  | ID-6443900000C5;ID-6443900000BB;ID-6443900000BD;ID-6443900000CC;ID-6443900000C4;ID-6443900000BX;ID-6443900000BS;ID-6443900000CJ;ID-6443900000BN;ID-6443900000BQ |  | 10 | AUTRES | PB Chambre | GP FTTH | FTTH | HABITATION/HABITATION/HABITATION | TH-5110-3063 | New | Libre | 1 | PBO-SRO-BPI-11665276-017 | 8 | CHAMBRE-546-FT/HABITATION/HABITATION/HABITATION | PBO-SRO-BPI-11665276-016 / PBO-SRO-BPI-11665276-017 / OUSSE | Violet | Bleu | 5 | 26 | 001-PM402 / BPE-0118B-FT / LEE | Vert | Bleu | 3 | 26 | B2-T3-MODULE-F | 14 | Vertical
B2-T3-MODULE-F | 15 | - | B2-T3-MODULE-L3 | PBO-SRO-BPI-11665276-017 | PBO-SRO-BPI-11665276-017 | PBO-SRO-BPI-11665276-017 |  | Violet | Vert | NOK | OCCUPE | 2535 |  |  |  | OK | [8 empty] | REFERENCE OK |  | 1: BPE-0086-FT | SRO-BPI-11665276 | NA | 16/08/2023 10:48:34 | NUSER2765 |  | As built |  | SC-118540114 | PBO-SRO-BPI-11665276-017 | 402-PBO017 | Customer | DSP THD_64 | SFR_FTTH_ZMD_Legacy | 8 - 10 - 12 - 13 - 15 - 17 - 19 - 21 - 23 LOTISSEMENT LA CHENAIE ; 11 DOMAINE DES PYRENEES 64320 OUSSE |  |  | ID-6443900000C5;ID-6443900000BB;ID-6443900000BD;ID-6443900000CC;ID-6443900000C4;ID-6443900000BX;ID-6443900000BS;ID-6443900000CJ;ID-6443900000BN;ID-6443900000BQ |  | 10 | AUTRES | PB Chambre | GP FTTH | FTTH | HABITATION/HABITATION/HABITATION | TH-5110-3074 | New | Libre | 1 | PBO-SRO-BPI-11665276-017 | 9 | CHAMBRE-546-FT/HABITATION/HABITATION/HABITATION | PBO-SRO-BPI-11665276-016 / PBO-SRO-BPI-11665276-017 / OUSSE | Violet | Vert | 5 | 27 | 001-PM402 / BPE-0118B-FT / LEE | Vert | Vert | 3 | 27 | B2-T3-MODULE-F | 15 | Vertical
B2-T3-MODULE-F | 16 | - | B2-T3-MODULE-L4 | PBO-SRO-BPI-11665276-017 | PBO-SRO-BPI-11665276-017 | PBO-SRO-BPI-11665276-017 |  | Violet | Jaune | NOK | OK | 2534 | 2591 |  |  | OK | [8 empty] | REFERENCE OK |  | 1: BPE-0086-FT | SRO-BPI-11665276 | NA | 16/08/2023 10:48:34 | NUSER2765 |  | As built |  | SC-118540114 | PBO-SRO-BPI-11665276-017 | 402-PBO017 | Customer | DSP THD_64 | SFR_FTTH_ZMD_Legacy | 8 - 10 - 12 - 13 - 15 - 17 - 19 - 21 - 23 LOTISSEMENT LA CHENAIE ; 11 DOMAINE DES PYRENEES 64320 OUSSE |  |  | ID-6443900000C5;ID-6443900000BB;ID-6443900000BD;ID-6443900000CC;ID-6443900000C4;ID-6443900000BX;ID-6443900000BS;ID-6443900000CJ;ID-6443900000BN;ID-6443900000BQ |  | 10 | AUTRES | PB Chambre | GP FTTH | FTTH | HABITATION/HABITATION/HABITATION | TH-5110-3085 | New | Libre | 1 | PBO-SRO-BPI-11665276-017 | 10 | CHAMBRE-546-FT/HABITATION/HABITATION/HABITATION | PBO-SRO-BPI-11665276-016 / PBO-SRO-BPI-11665276-017 / OUSSE | Violet | Jaune | 5 | 28 | 001-PM402 / BPE-0118B-FT / LEE | Vert | Jaune | 3 | 28 | B2-T3-MODULE-F | 16 | Vertical
B2-T3-MODULE-F | 17 | - | B2-T3-MODULE-L5 | PBO-SRO-BPI-11665276-017 | PBO-SRO-BPI-11665276-017 | PBO-SRO-BPI-11665276-017 |  | Violet | Violet | NOK | OK | 2535 | 2591 |  |  | OK | [8 empty] | REFERENCE OK |  | 1: BPE-0086-FT; 2: BPE-0085-FT | SRO-BPI-11665276 | NA | 16/08/2023 10:48:34 | NUSER2765 |  | As built |  | SC-118540114 | PBO-SRO-BPI-11665276-017 | 402-PBO017 | Customer | DSP THD_64 | SFR_FTTH_ZMD_Legacy | 8 - 10 - 12 - 13 - 15 - 17 - 19 - 21 - 23 LOTISSEMENT LA CHENAIE ; 11 DOMAINE DES PYRENEES 64320 OUSSE |  |  | ID-6443900000C5;ID-6443900000BB;ID-6443900000BD;ID-6443900000CC;ID-6443900000C4;ID-6443900000BX;ID-6443900000BS;ID-6443900000CJ;ID-6443900000BN;ID-6443900000BQ |  | 10 | AUTRES | PB Chambre | GP FTTH | FTTH | [5 empty] | PBO-SRO-BPI-11665276-017 | 11 | CHAMBRE-546-FT/HABITATION/HABITATION/HABITATION | PBO-SRO-BPI-11665276-016 / PBO-SRO-BPI-11665276-017 / OUSSE | Violet | Violet | 5 | 29 | 001-PM402 / BPE-0118B-FT / LEE | Vert | Violet | 3 | 29 | B2-T3-MODULE-F | 17 | Vertical
B2-T3-MODULE-F | 18 | - | B2-T3-MODULE-L6 | PBO-SRO-BPI-11665276-017 | PBO-SRO-BPI-11665276-017 | PBO-SRO-BPI-11665276-017 |  | Violet | Blanc | NOK | OK | 2534 | 2591 |  |  | OK | [8 empty] | REFERENCE OK |  | 1: BPE-0086-FT | SRO-BPI-11665276 | NA | 16/08/2023 10:48:34 | NUSER2765 |  | As built |  | SC-118540114 | PBO-SRO-BPI-11665276-017 | 402-PBO017 | Customer | DSP THD_64 | SFR_FTTH_ZMD_Legacy | 8 - 10 - 12 - 13 - 15 - 17 - 19 - 21 - 23 LOTISSEMENT LA CHENAIE ; 11 DOMAINE DES PYRENEES 64320 OUSSE |  |  | ID-6443900000C5;ID-6443900000BB;ID-6443900000BD;ID-6443900000CC;ID-6443900000C4;ID-6443900000BX;ID-6443900000BS;ID-6443900000CJ;ID-6443900000BN;ID-6443900000BQ |  | 10 | AUTRES | PB Chambre | GP FTTH | FTTH | [5 empty] | PBO-SRO-BPI-11665276-017 | 12 | CHAMBRE-546-FT/HABITATION/HABITATION/HABITATION | PBO-SRO-BPI-11665276-016 / PBO-SRO-BPI-11665276-017 / OUSSE | Violet | Blanc | 5 | 30 | 001-PM402 / BPE-0118B-FT / LEE | Vert | Blanc | 3 | 30 | B2-T3-MODULE-F | 18 | Vertical
B2-T3-MODULE-F | 19 | - | B2-T3-MODULE-L7 | PBO-SRO-BPI-11665276-016 | PBO-SRO-BPI-11665276-016 | PBO-SRO-BPI-11665276-016 |  | Blanc | Rouge | OCCUPE | OCCUPE |  |  | orange |  | OCCUPE | [22 empty] | SRO-BPI-11665276 | NA | 24/06/2024 11:53:50 | NUSER2145 |  | As built |  | SC-118540116 | PBO-SRO-BPI-11665276-016 | 402-PBO016 | Customer | DSP THD_64 | SFR_FTTH_ZMD_Legacy | 1 - 2 - 3 - 4 - 5 - 6 - 7 - 9 - 11 LOTISSEMENT LA CHENAIE 64320 OUSSE |  |  | ID-6443900000BL;ID-6443900000C6;ID-6443900000BZ;ID-6443900000CI;ID-6443900000CN;ID-6443900000CS;ID-6443900000BE;ID-6443900000BC;ID-6443900000BO |  | 10 | AUTRES | PB Chambre | GP FTTH | FTTH | HABITATION/HABITATION/HABITATION | TH-5110-3173 | As built | Utilise | 1 | PBO-SRO-BPI-11665276-016 | 1 | CHAMBRE-196-FT/HABITATION/HABITATION/HABITATION | BPE-0000-64439-FT / PBO-SRO-BPI-11665276-016 / OUSSE | Blanc | Rouge | 6 | 31 | 001-PM402 / BPE-0118B-FT / LEE | Vert | Orange | 3 | 31 | B2-T3-MODULE-F | 19 | Vertical | TH51103173 | Jumper | As built | Utilise | B1-T2-SPL-1*64-03-OUT | 44 | Horizontal | SPL-1*64-03 | OptSplitter |  | 44 | 1x64 | [5 empty] | PIG9648553 | Pigtail | B2-T6-MODULE-TRANSPORT-A | 3 | Indetermine | BPE_0011-SFR / SRO-BPI-11665276 / LEE | Rouge | Vert | 1 | 3
B2-T3-MODULE-F | 20 | - | B2-T3-MODULE-L8 | PBO-SRO-BPI-11665276-016 | PBO-SRO-BPI-11665276-016 | PBO-SRO-BPI-11665276-016 |  | Blanc | Bleu | OK | OCCUPE | 2357 |  |  |  | OK | [22 empty] | SRO-BPI-11665276 | NA | 24/06/2024 11:53:50 | NUSER2145 |  | As built |  | SC-118540116 | PBO-SRO-BPI-11665276-016 | 402-PBO016 | Customer | DSP THD_64 | SFR_FTTH_ZMD_Legacy | 1 - 2 - 3 - 4 - 5 - 6 - 7 - 9 - 11 LOTISSEMENT LA CHENAIE 64320 OUSSE |  |  | ID-6443900000BL;ID-6443900000C6;ID-6443900000BZ;ID-6443900000CI;ID-6443900000CN;ID-6443900000CS;ID-6443900000BE;ID-6443900000BC;ID-6443900000BO |  | 10 | AUTRES | PB Chambre | GP FTTH | FTTH | HABITATION/HABITATION/HABITATION | TH-5110-3162 | Proposed | Reserve | 1 | PBO-SRO-BPI-11665276-016 | 2 | CHAMBRE-196-FT/HABITATION/HABITATION/HABITATION | BPE-0000-64439-FT / PBO-SRO-BPI-11665276-016 / OUSSE | Blanc | Bleu | 6 | 32 | 001-PM402 / BPE-0118B-FT / LEE | Vert | Gris | 3 | 32 | B2-T3-MODULE-F | 20 | Vertical
B2-T3-MODULE-F | 21 | - | B2-T3-MODULE-L9 | PBO-SRO-BPI-11665276-016 | PBO-SRO-BPI-11665276-016 | PBO-SRO-BPI-11665276-016 |  | Blanc | Vert | NOK | OK | 2358 | 2413 |  |  | OK | [10 empty] | 1: BPE-0086-FT | SRO-BPI-11665276 | NA | 24/06/2024 11:53:50 | NUSER2145 |  | As built |  | SC-118540116 | PBO-SRO-BPI-11665276-016 | 402-PBO016 | Customer | DSP THD_64 | SFR_FTTH_ZMD_Legacy | 1 - 2 - 3 - 4 - 5 - 6 - 7 - 9 - 11 LOTISSEMENT LA CHENAIE 64320 OUSSE |  |  | ID-6443900000BL;ID-6443900000C6;ID-6443900000BZ;ID-6443900000CI;ID-6443900000CN;ID-6443900000CS;ID-6443900000BE;ID-6443900000BC;ID-6443900000BO |  | 10 | AUTRES | PB Chambre | GP FTTH | FTTH | HABITATION/HABITATION/HABITATION | TH-5110-3151 | As built | Libre | 1 | PBO-SRO-BPI-11665276-016 | 3 | CHAMBRE-196-FT/HABITATION/HABITATION/HABITATION | BPE-0000-64439-FT / PBO-SRO-BPI-11665276-016 / OUSSE | Blanc | Vert | 6 | 33 | 001-PM402 / BPE-0118B-FT / LEE | Vert | Marron | 3 | 33 | B2-T3-MODULE-F | 21 | Vertical | Mutualise - TH51103151 | Pigtail | As built
B2-T3-MODULE-F | 22 | - | B2-T3-MODULE-L10 | PBO-SRO-BPI-11665276-016 | PBO-SRO-BPI-11665276-016 | PBO-SRO-BPI-11665276-016 |  | Blanc | Jaune | NOK | OCCUPE | 2358 |  |  |  | OK | [10 empty] | 1: BPE-0086-FT | SRO-BPI-11665276 | NA | 24/06/2024 11:53:50 | NUSER2145 |  | As built |  | SC-118540116 | PBO-SRO-BPI-11665276-016 | 402-PBO016 | Customer | DSP THD_64 | SFR_FTTH_ZMD_Legacy | 1 - 2 - 3 - 4 - 5 - 6 - 7 - 9 - 11 LOTISSEMENT LA CHENAIE 64320 OUSSE |  |  | ID-6443900000BL;ID-6443900000C6;ID-6443900000BZ;ID-6443900000CI;ID-6443900000CN;ID-6443900000CS;ID-6443900000BE;ID-6443900000BC;ID-6443900000BO |  | 10 | AUTRES | PB Chambre | GP FTTH | FTTH | HABITATION/HABITATION/HABITATION | TH-5110-3184 | Proposed | Reserve | 1 | PBO-SRO-BPI-11665276-016 | 4 | CHAMBRE-196-FT/HABITATION/HABITATION/HABITATION | BPE-0000-64439-FT / PBO-SRO-BPI-11665276-016 / OUSSE | Blanc | Jaune | 6 | 34 | 001-PM402 / BPE-0118B-FT / LEE | Vert | Noir | 3 | 34 | B2-T3-MODULE-F | 22 | Vertical
B2-T3-MODULE-F | 23 | - | B2-T3-MODULE-L11 | PBO-SRO-BPI-11665276-016 | PBO-SRO-BPI-11665276-016 | PBO-SRO-BPI-11665276-016 |  | Blanc | Violet | NOK | OCCUPE | 2353 |  |  |  | OK | [10 empty] | 1: BPE-0086-FT | SRO-BPI-11665276 | NA | 24/06/2024 11:53:50 | NUSER2145 |  | As built |  | SC-118540116 | PBO-SRO-BPI-11665276-016 | 402-PBO016 | Customer | DSP THD_64 | SFR_FTTH_ZMD_Legacy | 1 - 2 - 3 - 4 - 5 - 6 - 7 - 9 - 11 LOTISSEMENT LA CHENAIE 64320 OUSSE |  |  | ID-6443900000BL;ID-6443900000C6;ID-6443900000BZ;ID-6443900000CI;ID-6443900000CN;ID-6443900000CS;ID-6443900000BE;ID-6443900000BC;ID-6443900000BO |  | 10 | AUTRES | PB Chambre | GP FTTH | FTTH | HABITATION/HABITATION/HABITATION | TH-5110-3195 | New | Libre | 1 | PBO-SRO-BPI-11665276-016 | 5 | CHAMBRE-196-FT/HABITATION/HABITATION/HABITATION | BPE-0000-64439-FT / PBO-SRO-BPI-11665276-016 / OUSSE | Blanc | Violet | 6 | 35 | 001-PM402 / BPE-0118B-FT / LEE | Vert | Turquoise | 3 | 35 | B2-T3-MODULE-F | 23 | Vertical
B2-T3-MODULE-F | 24 | - | B2-T3-MODULE-L12 | PBO-SRO-BPI-11665276-016 | PBO-SRO-BPI-11665276-016 | PBO-SRO-BPI-11665276-016 |  | Blanc | Blanc | OK | OCCUPE | 2357 |  |  |  | OK | [22 empty] | SRO-BPI-11665276 | NA | 24/06/2024 11:53:50 | NUSER2145 |  | As built |  | SC-118540116 | PBO-SRO-BPI-11665276-016 | 402-PBO016 | Customer | DSP THD_64 | SFR_FTTH_ZMD_Legacy | 1 - 2 - 3 - 4 - 5 - 6 - 7 - 9 - 11 LOTISSEMENT LA CHENAIE 64320 OUSSE |  |  | ID-6443900000BL;ID-6443900000C6;ID-6443900000BZ;ID-6443900000CI;ID-6443900000CN;ID-6443900000CS;ID-6443900000BE;ID-6443900000BC;ID-6443900000BO |  | 10 | AUTRES | PB Chambre | GP FTTH | FTTH | HABITATION/HABITATION/HABITATION | TH-5110-3206 | New | Libre | 1 | PBO-SRO-BPI-11665276-016 | 6 | CHAMBRE-196-FT/HABITATION/HABITATION/HABITATION | BPE-0000-64439-FT / PBO-SRO-BPI-11665276-016 / OUSSE | Blanc | Blanc | 6 | 36 | 001-PM402 / BPE-0118B-FT / LEE | Vert | Rose | 3 | 36 | B2-T3-MODULE-F | 24 | Vertical
B2-T4-MODULE-A | 1 | B2-T4-MODULE-A1 | B2-T4-MODULE-A1 | PBO-SRO-BPI-11665276-016 | PBO-SRO-BPI-11665276-016 | PBO-SRO-BPI-11665276-016 |  | Orange | Rouge | OK | OCCUPE | 2357 |  |  |  | OK | [22 empty] | SRO-BPI-11665276 | NA | 24/06/2024 11:53:50 | NUSER2145 |  | As built |  | SC-118540116 | PBO-SRO-BPI-11665276-016 | 402-PBO016 | Customer | DSP THD_64 | SFR_FTTH_ZMD_Legacy | 1 - 2 - 3 - 4 - 5 - 6 - 7 - 9 - 11 LOTISSEMENT LA CHENAIE 64320 OUSSE |  |  | ID-6443900000BL;ID-6443900000C6;ID-6443900000BZ;ID-6443900000CI;ID-6443900000CN;ID-6443900000CS;ID-6443900000BE;ID-6443900000BC;ID-6443900000BO |  | 10 | AUTRES | PB Chambre | GP FTTH | FTTH | HABITATION/HABITATION/HABITATION | TH-5110-3217 | New | Libre | 1 | PBO-SRO-BPI-11665276-016 | 7 | CHAMBRE-196-FT/HABITATION/HABITATION/HABITATION | BPE-0000-64439-FT / PBO-SRO-BPI-11665276-016 / OUSSE | Orange | Rouge | 7 | 37 | 001-PM402 / BPE-0118B-FT / LEE | Jaune | Rouge | 4 | 37 | B2-T4-MODULE-A | 1 | Vertical
B2-T4-MODULE-A | 2 | B2-T4-MODULE-A2 | B2-T4-MODULE-A2 | PBO-SRO-BPI-11665276-016 | PBO-SRO-BPI-11665276-016 | PBO-SRO-BPI-11665276-016 |  | Orange | Bleu | NOK | OCCUPE | 2359 |  |  |  | OK | [10 empty] | 1: BPE-0086-FT | SRO-BPI-11665276 | NA | 24/06/2024 11:53:50 | NUSER2145 |  | As built |  | SC-118540116 | PBO-SRO-BPI-11665276-016 | 402-PBO016 | Customer | DSP THD_64 | SFR_FTTH_ZMD_Legacy | 1 - 2 - 3 - 4 - 5 - 6 - 7 - 9 - 11 LOTISSEMENT LA CHENAIE 64320 OUSSE |  |  | ID-6443900000BL;ID-6443900000C6;ID-6443900000BZ;ID-6443900000CI;ID-6443900000CN;ID-6443900000CS;ID-6443900000BE;ID-6443900000BC;ID-6443900000BO |  | 10 | AUTRES | PB Chambre | GP FTTH | FTTH | HABITATION/HABITATION/HABITATION | TH-5110-3228 | New | Libre | 1 | PBO-SRO-BPI-11665276-016 | 8 | CHAMBRE-196-FT/HABITATION/HABITATION/HABITATION | BPE-0000-64439-FT / PBO-SRO-BPI-11665276-016 / OUSSE | Orange | Bleu | 7 | 38 | 001-PM402 / BPE-0118B-FT / LEE | Jaune | Bleu | 4 | 38 | B2-T4-MODULE-A | 2 | Vertical
B2-T4-MODULE-A | 3 | B2-T4-MODULE-A3 | B2-T4-MODULE-A3 | PBO-SRO-BPI-11665276-016 | PBO-SRO-BPI-11665276-016 | PBO-SRO-BPI-11665276-016 |  | Orange | Vert | OK | OCCUPE | 2358 |  |  |  | OK | [22 empty] | SRO-BPI-11665276 | NA | 24/06/2024 11:53:50 | NUSER2145 |  | As built |  | SC-118540116 | PBO-SRO-BPI-11665276-016 | 402-PBO016 | Customer | DSP THD_64 | SFR_FTTH_ZMD_Legacy | 1 - 2 - 3 - 4 - 5 - 6 - 7 - 9 - 11 LOTISSEMENT LA CHENAIE 64320 OUSSE |  |  | ID-6443900000BL;ID-6443900000C6;ID-6443900000BZ;ID-6443900000CI;ID-6443900000CN;ID-6443900000CS;ID-6443900000BE;ID-6443900000BC;ID-6443900000BO |  | 10 | AUTRES | PB Chambre | GP FTTH | FTTH | HABITATION/HABITATION/HABITATION | TH-5110-3239 | New | Libre | 1 | PBO-SRO-BPI-11665276-016 | 9 | CHAMBRE-196-FT/HABITATION/HABITATION/HABITATION | BPE-0000-64439-FT / PBO-SRO-BPI-11665276-016 / OUSSE | Orange | Vert | 7 | 39 | 001-PM402 / BPE-0118B-FT / LEE | Jaune | Vert | 4 | 39 | B2-T4-MODULE-A | 3 | Vertical
B2-T4-MODULE-A | 4 | B2-T4-MODULE-A4 | B2-T4-MODULE-A4 | PBO-SRO-BPI-11665276-016 | PBO-SRO-BPI-11665276-016 | PBO-SRO-BPI-11665276-016 |  | Orange | Jaune | OK | OK | 2359 | 2413 |  |  | OK | [22 empty] | SRO-BPI-11665276 | NA | 24/06/2024 11:53:50 | NUSER2145 |  | As built |  | SC-118540116 | PBO-SRO-BPI-11665276-016 | 402-PBO016 | Customer | DSP THD_64 | SFR_FTTH_ZMD_Legacy | 1 - 2 - 3 - 4 - 5 - 6 - 7 - 9 - 11 LOTISSEMENT LA CHENAIE 64320 OUSSE |  |  | ID-6443900000BL;ID-6443900000C6;ID-6443900000BZ;ID-6443900000CI;ID-6443900000CN;ID-6443900000CS;ID-6443900000BE;ID-6443900000BC;ID-6443900000BO |  | 10 | AUTRES | PB Chambre | GP FTTH | FTTH | HABITATION/HABITATION/HABITATION | TH-5110-3250 | New | Libre | 1 | PBO-SRO-BPI-11665276-016 | 10 | CHAMBRE-196-FT/HABITATION/HABITATION/HABITATION | BPE-0000-64439-FT / PBO-SRO-BPI-11665276-016 / OUSSE | Orange | Jaune | 7 | 40 | 001-PM402 / BPE-0118B-FT / LEE | Jaune | Jaune | 4 | 40 | B2-T4-MODULE-A | 4 | Vertical
B2-T4-MODULE-A | 5 | B2-T4-MODULE-A5 | B2-T4-MODULE-A5 | PBO-SRO-BPI-11665276-016 | PBO-SRO-BPI-11665276-016 | PBO-SRO-BPI-11665276-016 |  | Orange | Violet | NOK | OK | 2358 | 2413 |  |  | OK | [10 empty] | 1: BPE-0086-FT | SRO-BPI-11665276 | NA | 24/06/2024 11:53:50 | NUSER2145 |  | As built |  | SC-118540116 | PBO-SRO-BPI-11665276-016 | 402-PBO016 | Customer | DSP THD_64 | SFR_FTTH_ZMD_Legacy | 1 - 2 - 3 - 4 - 5 - 6 - 7 - 9 - 11 LOTISSEMENT LA CHENAIE 64320 OUSSE |  |  | ID-6443900000BL;ID-6443900000C6;ID-6443900000BZ;ID-6443900000CI;ID-6443900000CN;ID-6443900000CS;ID-6443900000BE;ID-6443900000BC;ID-6443900000BO |  | 10 | AUTRES | PB Chambre | GP FTTH | FTTH | [5 empty] | PBO-SRO-BPI-11665276-016 | 11 | CHAMBRE-196-FT/HABITATION/HABITATION/HABITATION | BPE-0000-64439-FT / PBO-SRO-BPI-11665276-016 / OUSSE | Orange | Violet | 7 | 41 | 001-PM402 / BPE-0118B-FT / LEE | Jaune | Violet | 4 | 41 | B2-T4-MODULE-A | 5 | Vertical
B2-T4-MODULE-A | 6 | B2-T4-MODULE-A6 | B2-T4-MODULE-A6 | PBO-SRO-BPI-11665276-016 | PBO-SRO-BPI-11665276-016 | PBO-SRO-BPI-11665276-016 |  | Orange | Blanc | OK | OK | 2359 | 2413 |  |  | OK | [22 empty] | SRO-BPI-11665276 | NA | 24/06/2024 11:53:50 | NUSER2145 |  | As built |  | SC-118540116 | PBO-SRO-BPI-11665276-016 | 402-PBO016 | Customer | DSP THD_64 | SFR_FTTH_ZMD_Legacy | 1 - 2 - 3 - 4 - 5 - 6 - 7 - 9 - 11 LOTISSEMENT LA CHENAIE 64320 OUSSE |  |  | ID-6443900000BL;ID-6443900000C6;ID-6443900000BZ;ID-6443900000CI;ID-6443900000CN;ID-6443900000CS;ID-6443900000BE;ID-6443900000BC;ID-6443900000BO |  | 10 | AUTRES | PB Chambre | GP FTTH | FTTH | [5 empty] | PBO-SRO-BPI-11665276-016 | 12 | CHAMBRE-196-FT/HABITATION/HABITATION/HABITATION | BPE-0000-64439-FT / PBO-SRO-BPI-11665276-016 / OUSSE | Orange | Blanc | 7 | 42 | 001-PM402 / BPE-0118B-FT / LEE | Jaune | Blanc | 4 | 42 | B2-T4-MODULE-A | 6 | Vertical
B2-T4-MODULE-A | 7 | B2-T4-MODULE-A7 | B2-T4-MODULE-A7 | PBO-SRO-BPI-11665276-012 | PBO-SRO-BPI-11665276-012 | PBO-SRO-BPI-11665276-012 |  | Rouge | Rouge | OCCUPE | OCCUPE |  |  | orange |  | OCCUPE | [8 empty] | REFERENCE OK | [13 empty] | SRO-BPI-11665276 | NA | 24/06/2024 12:27:38 | NUSER2145 |  | As built |  | SC-118540102 | PBO-SRO-BPI-11665276-012 | 402-PBO012 | Customer | DSP THD_64 | SFR_FTTH_ZMD_Legacy | 4 - 5 - 6 - 7 - 8 - 9 - 11 IMPASSE LAFOI 64320 OUSSE |  |  | ID-6443900000CK;ID-6443900000CT;ID-6443900000BY;ID-6443900000BP;ID-6443900000CB;ID-6443900000BJ;ID-6443900000CM |  | 7 | AUTRES | PB Chambre | GP FTTH | FTTH | HABITATION/HABITATION/HABITATION | TH-5110-2128 | As built | Mutualise | 1 | PBO-SRO-BPI-11665276-012 | 1 | CHAMBRE-547-FT/HABITATION/HABITATION/HABITATION | PBO-SRO-BPI-11665276-011 / PBO-SRO-BPI-11665276-012 / OUSSE | Rouge | Rouge | 1 | 1 | 001-PM402 / BPE-0118B-FT / LEE | Jaune | Orange | 4 | 43 | B2-T4-MODULE-A | 7 | Vertical | Mutualise - TH51102128 | Pigtail | As built
B2-T4-MODULE-A | 8 | B2-T4-MODULE-A8 | B2-T4-MODULE-A8 | PBO-SRO-BPI-11665276-012 | PBO-SRO-BPI-11665276-012 | PBO-SRO-BPI-11665276-012 |  | Rouge | Bleu | NOK | OCCUPE | 2358 |  |  |  | NOK | [8 empty] | REFERENCE OK, METRE 2 362 m |  | 1: BPE-0086-FT; 3: 402-PBO016 | SRO-BPI-11665276 | NA | 24/06/2024 12:27:38 | NUSER2145 |  | As built |  | SC-118540102 | PBO-SRO-BPI-11665276-012 | 402-PBO012 | Customer | DSP THD_64 | SFR_FTTH_ZMD_Legacy | 4 - 5 - 6 - 7 - 8 - 9 - 11 IMPASSE LAFOI 64320 OUSSE |  |  | ID-6443900000CK;ID-6443900000CT;ID-6443900000BY;ID-6443900000BP;ID-6443900000CB;ID-6443900000BJ;ID-6443900000CM |  | 7 | AUTRES | PB Chambre | GP FTTH | FTTH | HABITATION/HABITATION/HABITATION | TH-5110-2161 | As built | Mutualise | 1 | PBO-SRO-BPI-11665276-012 | 2 | CHAMBRE-547-FT/HABITATION/HABITATION/HABITATION | PBO-SRO-BPI-11665276-011 / PBO-SRO-BPI-11665276-012 / OUSSE | Rouge | Bleu | 1 | 2 | 001-PM402 / BPE-0118B-FT / LEE | Jaune | Gris | 4 | 44 | B2-T4-MODULE-A | 8 | Vertical | Mutualise - TH51102161 | Pigtail | As built
B2-T4-MODULE-A | 9 | B2-T4-MODULE-A9 | B2-T4-MODULE-A9 | PBO-SRO-BPI-11665276-012 | PBO-SRO-BPI-11665276-012 | PBO-SRO-BPI-11665276-012 |  | Rouge | Vert | NOK | OCCUPE | 2358 |  |  |  | NOK | [8 empty] | REFERENCE OK, METRE 2 362 m |  | 1: BPE-0086-FT; 3: 402-PBO016 | SRO-BPI-11665276 | NA | 24/06/2024 12:27:38 | NUSER2145 |  | As built |  | SC-118540102 | PBO-SRO-BPI-11665276-012 | 402-PBO012 | Customer | DSP THD_64 | SFR_FTTH_ZMD_Legacy | 4 - 5 - 6 - 7 - 8 - 9 - 11 IMPASSE LAFOI 64320 OUSSE |  |  | ID-6443900000CK;ID-6443900000CT;ID-6443900000BY;ID-6443900000BP;ID-6443900000CB;ID-6443900000BJ;ID-6443900000CM |  | 7 | AUTRES | PB Chambre | GP FTTH | FTTH | HABITATION/HABITATION/HABITATION | TH-5110-2150 | As built | Mutualise | 1 | PBO-SRO-BPI-11665276-012 | 3 | CHAMBRE-547-FT/HABITATION/HABITATION/HABITATION | PBO-SRO-BPI-11665276-011 / PBO-SRO-BPI-11665276-012 / OUSSE | Rouge | Vert | 1 | 3 | 001-PM402 / BPE-0118B-FT / LEE | Jaune | Marron | 4 | 45 | B2-T4-MODULE-A | 9 | Vertical | Mutualise - TH51102150 | Pigtail | As built
B2-T4-MODULE-A | 10 | B2-T4-MODULE-A10 | B2-T4-MODULE-A10 | PBO-SRO-BPI-11665276-012 | PBO-SRO-BPI-11665276-012 | PBO-SRO-BPI-11665276-012 |  | Rouge | Jaune | NOK | OCCUPE | 2359 |  |  |  | NOK | [8 empty] | REFERENCE OK, METRE 2 362 m |  | 1: BPE-0086-FT; 3: 402-PBO016 | SRO-BPI-11665276 | NA | 24/06/2024 12:27:38 | NUSER2145 |  | As built |  | SC-118540102 | PBO-SRO-BPI-11665276-012 | 402-PBO012 | Customer | DSP THD_64 | SFR_FTTH_ZMD_Legacy | 4 - 5 - 6 - 7 - 8 - 9 - 11 IMPASSE LAFOI 64320 OUSSE |  |  | ID-6443900000CK;ID-6443900000CT;ID-6443900000BY;ID-6443900000BP;ID-6443900000CB;ID-6443900000BJ;ID-6443900000CM |  | 7 | AUTRES | PB Chambre | GP FTTH | FTTH | HABITATION/HABITATION/HABITATION | TH-5110-2194 | New | Libre | 1 | PBO-SRO-BPI-11665276-012 | 4 | CHAMBRE-547-FT/HABITATION/HABITATION/HABITATION | PBO-SRO-BPI-11665276-011 / PBO-SRO-BPI-11665276-012 / OUSSE | Rouge | Jaune | 1 | 4 | 001-PM402 / BPE-0118B-FT / LEE | Jaune | Noir | 4 | 46 | B2-T4-MODULE-A | 10 | Vertical
B2-T4-MODULE-A | 11 | B2-T4-MODULE-A11 | B2-T4-MODULE-A11 | PBO-SRO-BPI-11665276-012 | PBO-SRO-BPI-11665276-012 | PBO-SRO-BPI-11665276-012 |  | Rouge | Violet | NOK | OCCUPE | 2358 |  |  |  | NOK | [8 empty] | REFERENCE OK, METRE 2 362 m |  | 1: BPE-0086-FT; 3: 402-PBO016 | SRO-BPI-11665276 | NA | 24/06/2024 12:27:38 | NUSER2145 |  | As built |  | SC-118540102 | PBO-SRO-BPI-11665276-012 | 402-PBO012 | Customer | DSP THD_64 | SFR_FTTH_ZMD_Legacy | 4 - 5 - 6 - 7 - 8 - 9 - 11 IMPASSE LAFOI 64320 OUSSE |  |  | ID-6443900000CK;ID-6443900000CT;ID-6443900000BY;ID-6443900000BP;ID-6443900000CB;ID-6443900000BJ;ID-6443900000CM |  | 7 | AUTRES | PB Chambre | GP FTTH | FTTH | HABITATION/HABITATION/HABITATION | TH-5110-2172 | New | Libre | 1 | PBO-SRO-BPI-11665276-012 | 5 | CHAMBRE-547-FT/HABITATION/HABITATION/HABITATION | PBO-SRO-BPI-11665276-011 / PBO-SRO-BPI-11665276-012 / OUSSE | Rouge | Violet | 1 | 5 | 001-PM402 / BPE-0118B-FT / LEE | Jaune | Turquoise | 4 | 47 | B2-T4-MODULE-A | 11 | Vertical
B2-T4-MODULE-A | 12 | B2-T4-MODULE-A12 | B2-T4-MODULE-A12 | PBO-SRO-BPI-11665276-012 | PBO-SRO-BPI-11665276-012 | PBO-SRO-BPI-11665276-012 |  | Rouge | Blanc | NOK | OCCUPE | 2359 |  |  |  | NOK | [8 empty] | REFERENCE OK, METRE 2 362 m |  | 1: BPE-0086-FT; 3: 402-PBO016 | SRO-BPI-11665276 | NA | 24/06/2024 12:27:38 | NUSER2145 |  | As built |  | SC-118540102 | PBO-SRO-BPI-11665276-012 | 402-PBO012 | Customer | DSP THD_64 | SFR_FTTH_ZMD_Legacy | 4 - 5 - 6 - 7 - 8 - 9 - 11 IMPASSE LAFOI 64320 OUSSE |  |  | ID-6443900000CK;ID-6443900000CT;ID-6443900000BY;ID-6443900000BP;ID-6443900000CB;ID-6443900000BJ;ID-6443900000CM |  | 7 | AUTRES | PB Chambre | GP FTTH | FTTH | HABITATION/HABITATION/HABITATION | TH-5110-2183 | New | Libre | 1 | PBO-SRO-BPI-11665276-012 | 6 | CHAMBRE-547-FT/HABITATION/HABITATION/HABITATION | PBO-SRO-BPI-11665276-011 / PBO-SRO-BPI-11665276-012 / OUSSE | Rouge | Blanc | 1 | 6 | 001-PM402 / BPE-0118B-FT / LEE | Jaune | Rose | 4 | 48 | B2-T4-MODULE-A | 12 | Vertical
B2-T4-MODULE-A | 13 | - | B2-T4-MODULE-B1 | PBO-SRO-BPI-11665276-012 | PBO-SRO-BPI-11665276-012 | PBO-SRO-BPI-11665276-012 |  | Bleu | Rouge | OCCUPE | OCCUPE |  |  | bleu |  | OCCUPE | [8 empty] | REFERENCE OK | [13 empty] | SRO-BPI-11665276 | NA | 24/06/2024 12:27:38 | NUSER2145 |  | As built |  | SC-118540102 | PBO-SRO-BPI-11665276-012 | 402-PBO012 | Customer | DSP THD_64 | SFR_FTTH_ZMD_Legacy | 4 - 5 - 6 - 7 - 8 - 9 - 11 IMPASSE LAFOI 64320 OUSSE |  |  | ID-6443900000CK;ID-6443900000CT;ID-6443900000BY;ID-6443900000BP;ID-6443900000CB;ID-6443900000BJ;ID-6443900000CM |  | 7 | AUTRES | PB Chambre | GP FTTH | FTTH | HABITATION/HABITATION/HABITATION | TH-5110-2139 | As built | Utilise | 1 | PBO-SRO-BPI-11665276-012 | 7 | CHAMBRE-547-FT/HABITATION/HABITATION/HABITATION | PBO-SRO-BPI-11665276-011 / PBO-SRO-BPI-11665276-012 / OUSSE | Bleu | Rouge | 2 | 7 | 001-PM402 / BPE-0118B-FT / LEE | Violet | Rouge | 5 | 49 | B2-T4-MODULE-A | 13 | Vertical | TH51102139 | Jumper | As built | Utilise | B1-T2-SPL-1*64-03-OUT | 9 | Horizontal | SPL-1*64-03 | OptSplitter |  | 9 | 1x64 | [5 empty] | PIG9648553 | Pigtail | B2-T6-MODULE-TRANSPORT-A | 3 | Indetermine | BPE_0011-SFR / SRO-BPI-11665276 / LEE | Rouge | Vert | 1 | 3
B2-T4-MODULE-A | 14 | - | B2-T4-MODULE-B2 | PBO-SRO-BPI-11665276-012 | PBO-SRO-BPI-11665276-012 | PBO-SRO-BPI-11665276-012 |  | Bleu | Bleu | NOK | OK | 2731 | 2787 |  |  | OK | [8 empty] | REFERENCE OK |  | 1: BPE-0086-FT | SRO-BPI-11665276 | NA | 24/06/2024 12:27:38 | NUSER2145 |  | As built |  | SC-118540102 | PBO-SRO-BPI-11665276-012 | 402-PBO012 | Customer | DSP THD_64 | SFR_FTTH_ZMD_Legacy | 4 - 5 - 6 - 7 - 8 - 9 - 11 IMPASSE LAFOI 64320 OUSSE |  |  | ID-6443900000CK;ID-6443900000CT;ID-6443900000BY;ID-6443900000BP;ID-6443900000CB;ID-6443900000BJ;ID-6443900000CM |  | 7 | AUTRES | PB Chambre | GP FTTH | FTTH | [5 empty] | PBO-SRO-BPI-11665276-012 | 8 | CHAMBRE-547-FT/HABITATION/HABITATION/HABITATION | PBO-SRO-BPI-11665276-011 / PBO-SRO-BPI-11665276-012 / OUSSE | Bleu | Bleu | 2 | 8 | 001-PM402 / BPE-0118B-FT / LEE | Violet | Bleu | 5 | 50 | B2-T4-MODULE-A | 14 | Vertical
B2-T4-MODULE-A | 15 | - | B2-T4-MODULE-B3 | PBO-SRO-BPI-11665276-012 | PBO-SRO-BPI-11665276-012 | PBO-SRO-BPI-11665276-012 |  | Bleu | Vert | NOK | OK | 2731 | 2787 |  |  | OK | [8 empty] | REFERENCE OK |  | 1: BPE-0086-FT | SRO-BPI-11665276 | NA | 24/06/2024 12:27:38 | NUSER2145 |  | As built |  | SC-118540102 | PBO-SRO-BPI-11665276-012 | 402-PBO012 | Customer | DSP THD_64 | SFR_FTTH_ZMD_Legacy | 4 - 5 - 6 - 7 - 8 - 9 - 11 IMPASSE LAFOI 64320 OUSSE |  |  | ID-6443900000CK;ID-6443900000CT;ID-6443900000BY;ID-6443900000BP;ID-6443900000CB;ID-6443900000BJ;ID-6443900000CM |  | 7 | AUTRES | PB Chambre | GP FTTH | FTTH | [5 empty] | PBO-SRO-BPI-11665276-012 | 9 | CHAMBRE-547-FT/HABITATION/HABITATION/HABITATION | PBO-SRO-BPI-11665276-011 / PBO-SRO-BPI-11665276-012 / OUSSE | Bleu | Vert | 2 | 9 | 001-PM402 / BPE-0118B-FT / LEE | Violet | Vert | 5 | 51 | B2-T4-MODULE-A | 15 | Vertical
B2-T4-MODULE-A | 16 | - | B2-T4-MODULE-B4 | PBO-SRO-BPI-11665276-012 | PBO-SRO-BPI-11665276-012 | PBO-SRO-BPI-11665276-012 |  | Bleu | Jaune | NOK | OCCUPE | 2732 |  |  |  | OK | [8 empty] | REFERENCE OK |  | 1: BPE-0086-FT | SRO-BPI-11665276 | NA | 24/06/2024 12:27:38 | NUSER2145 |  | As built |  | SC-118540102 | PBO-SRO-BPI-11665276-012 | 402-PBO012 | Customer | DSP THD_64 | SFR_FTTH_ZMD_Legacy | 4 - 5 - 6 - 7 - 8 - 9 - 11 IMPASSE LAFOI 64320 OUSSE |  |  | ID-6443900000CK;ID-6443900000CT;ID-6443900000BY;ID-6443900000BP;ID-6443900000CB;ID-6443900000BJ;ID-6443900000CM |  | 7 | AUTRES | PB Chambre | GP FTTH | FTTH | [5 empty] | PBO-SRO-BPI-11665276-012 | 10 | CHAMBRE-547-FT/HABITATION/HABITATION/HABITATION | PBO-SRO-BPI-11665276-011 / PBO-SRO-BPI-11665276-012 / OUSSE | Bleu | Jaune | 2 | 10 | 001-PM402 / BPE-0118B-FT / LEE | Violet | Jaune | 5 | 52 | B2-T4-MODULE-A | 16 | Vertical
B2-T4-MODULE-A | 17 | - | B2-T4-MODULE-B5 | PBO-SRO-BPI-11665276-012 | PBO-SRO-BPI-11665276-012 | PBO-SRO-BPI-11665276-012 |  | Bleu | Violet | OK | OCCUPE | 2732 |  |  |  | OK | [8 empty] | REFERENCE OK | [13 empty] | SRO-BPI-11665276 | NA | 24/06/2024 12:27:38 | NUSER2145 |  | As built |  | SC-118540102 | PBO-SRO-BPI-11665276-012 | 402-PBO012 | Customer | DSP THD_64 | SFR_FTTH_ZMD_Legacy | 4 - 5 - 6 - 7 - 8 - 9 - 11 IMPASSE LAFOI 64320 OUSSE |  |  | ID-6443900000CK;ID-6443900000CT;ID-6443900000BY;ID-6443900000BP;ID-6443900000CB;ID-6443900000BJ;ID-6443900000CM |  | 7 | AUTRES | PB Chambre | GP FTTH | FTTH | [5 empty] | PBO-SRO-BPI-11665276-012 | 11 | CHAMBRE-547-FT/HABITATION/HABITATION/HABITATION | PBO-SRO-BPI-11665276-011 / PBO-SRO-BPI-11665276-012 / OUSSE | Bleu | Violet | 2 | 11 | 001-PM402 / BPE-0118B-FT / LEE | Violet | Violet | 5 | 53 | B2-T4-MODULE-A | 17 | Vertical
B2-T4-MODULE-A | 18 | - | B2-T4-MODULE-B6 | PBO-SRO-BPI-11665276-012 | PBO-SRO-BPI-11665276-012 | PBO-SRO-BPI-11665276-012 |  | Bleu | Blanc | NOK | OK | 2732 | 2787 |  |  | OK | [8 empty] | REFERENCE OK |  | 1: BPE-0086-FT | SRO-BPI-11665276 | NA | 24/06/2024 12:27:38 | NUSER2145 |  | As built |  | SC-118540102 | PBO-SRO-BPI-11665276-012 | 402-PBO012 | Customer | DSP THD_64 | SFR_FTTH_ZMD_Legacy | 4 - 5 - 6 - 7 - 8 - 9 - 11 IMPASSE LAFOI 64320 OUSSE |  |  | ID-6443900000CK;ID-6443900000CT;ID-6443900000BY;ID-6443900000BP;ID-6443900000CB;ID-6443900000BJ;ID-6443900000CM |  | 7 | AUTRES | PB Chambre | GP FTTH | FTTH | [5 empty] | PBO-SRO-BPI-11665276-012 | 12 | CHAMBRE-547-FT/HABITATION/HABITATION/HABITATION | PBO-SRO-BPI-11665276-011 / PBO-SRO-BPI-11665276-012 / OUSSE | Bleu | Blanc | 2 | 12 | 001-PM402 / BPE-0118B-FT / LEE | Violet | Blanc | 5 | 54 | B2-T4-MODULE-A | 18 | Vertical
B2-T4-MODULE-A | 19 | - | B2-T4-MODULE-B7 | PBO-SRO-BPI-11665276-011 | PBO-SRO-BPI-11665276-011 | PBO-SRO-BPI-11665276-011 |  | Vert | Rouge | OK | OK | 2615 | 2670 |  |  | OK | [22 empty] | SRO-BPI-11665276 | NA | 24/06/2024 12:27:38 | NUSER2145 |  | As built |  | SC-118540111 | PBO-SRO-BPI-11665276-011 | 402-PBO011 | Customer | DSP THD_64 | SFR_FTTH_ZMD_Legacy | 1 - 2 - 3 IMPASSE LAFOI ; 12 AVENUE DES MOULINS 64320 OUSSE |  |  | ID-6443900000CV;ID-6443900000D7;ID-6443900000CW;ID-6443900000D5 |  | 5 | AUTRES | PB Chambre | GP FTTH | FTTH | HABITATION/HABITATION/HABITATION | TH-5110-2876 | Proposed | Reserve | 1 | PBO-SRO-BPI-11665276-011 | 1 | POTEAU-FT/HABITATION/HABITATION/HABITATION | PBO-SRO-BPI-11665276-010 / PBO-SRO-BPI-11665276-011 / OUSSE | Vert | Rouge | 3 | 13 | 001-PM402 / BPE-0118B-FT / LEE | Violet | Orange | 5 | 55 | B2-T4-MODULE-A | 19 | Vertical
B2-T4-MODULE-A | 20 | - | B2-T4-MODULE-B8 | PBO-SRO-BPI-11665276-011 | PBO-SRO-BPI-11665276-011 | PBO-SRO-BPI-11665276-011 |  | Vert | Bleu | NOK | OCCUPE | 2616 |  |  |  | OK | [10 empty] | 1: BPE-0086-FT | SRO-BPI-11665276 | NA | 24/06/2024 12:27:38 | NUSER2145 |  | As built |  | SC-118540111 | PBO-SRO-BPI-11665276-011 | 402-PBO011 | Customer | DSP THD_64 | SFR_FTTH_ZMD_Legacy | 1 - 2 - 3 IMPASSE LAFOI ; 12 AVENUE DES MOULINS 64320 OUSSE |  |  | ID-6443900000CV;ID-6443900000D7;ID-6443900000CW;ID-6443900000D5 |  | 5 | AUTRES | PB Chambre | GP FTTH | FTTH | HABITATION/HABITATION/HABITATION | TH-5110-2887 | New | Libre | 1 | PBO-SRO-BPI-11665276-011 | 2 | POTEAU-FT/HABITATION/HABITATION/HABITATION | PBO-SRO-BPI-11665276-010 / PBO-SRO-BPI-11665276-011 / OUSSE | Vert | Bleu | 3 | 14 | 001-PM402 / BPE-0118B-FT / LEE | Violet | Gris | 5 | 56 | B2-T4-MODULE-A | 20 | Vertical
B2-T4-MODULE-A | 21 | - | B2-T4-MODULE-B9 | PBO-SRO-BPI-11665276-011 | PBO-SRO-BPI-11665276-011 | PBO-SRO-BPI-11665276-011 |  | Vert | Vert | NOK | OK | 2615 | 2670 |  |  | OK | [10 empty] | 1: BPE-0086-FT | SRO-BPI-11665276 | NA | 24/06/2024 12:27:38 | NUSER2145 |  | As built |  | SC-118540111 | PBO-SRO-BPI-11665276-011 | 402-PBO011 | Customer | DSP THD_64 | SFR_FTTH_ZMD_Legacy | 1 - 2 - 3 IMPASSE LAFOI ; 12 AVENUE DES MOULINS 64320 OUSSE |  |  | ID-6443900000CV;ID-6443900000D7;ID-6443900000CW;ID-6443900000D5 |  | 5 | AUTRES | PB Chambre | GP FTTH | FTTH | HABITATION/HABITATION/HABITATION | TH-5110-2898 | New | Libre | 1 | PBO-SRO-BPI-11665276-011 | 3 | POTEAU-FT/HABITATION/HABITATION/HABITATION | PBO-SRO-BPI-11665276-010 / PBO-SRO-BPI-11665276-011 / OUSSE | Vert | Vert | 3 | 15 | 001-PM402 / BPE-0118B-FT / LEE | Violet | Marron | 5 | 57 | B2-T4-MODULE-A | 21 | Vertical
B2-T4-MODULE-A | 22 | - | B2-T4-MODULE-B10 | PBO-SRO-BPI-11665276-011 | PBO-SRO-BPI-11665276-011 | PBO-SRO-BPI-11665276-011 |  | Vert | Jaune | NOK | OCCUPE | 2615 |  |  |  | OK | [10 empty] | 1: BPE-0086-FT | SRO-BPI-11665276 | NA | 24/06/2024 12:27:38 | NUSER2145 |  | As built |  | SC-118540111 | PBO-SRO-BPI-11665276-011 | 402-PBO011 | Customer | DSP THD_64 | SFR_FTTH_ZMD_Legacy | 1 - 2 - 3 IMPASSE LAFOI ; 12 AVENUE DES MOULINS 64320 OUSSE |  |  | ID-6443900000CV;ID-6443900000D7;ID-6443900000CW;ID-6443900000D5 |  | 5 | AUTRES | PB Chambre | GP FTTH | FTTH | HABITATION/HABITATION/HABITATION | TH-5110-2909 | New | Libre | 1 | PBO-SRO-BPI-11665276-011 | 4 | POTEAU-FT/HABITATION/HABITATION/HABITATION | PBO-SRO-BPI-11665276-010 / PBO-SRO-BPI-11665276-011 / OUSSE | Vert | Jaune | 3 | 16 | 001-PM402 / BPE-0118B-FT / LEE | Violet | Noir | 5 | 58 | B2-T4-MODULE-A | 22 | Vertical
B2-T4-MODULE-A | 23 | - | B2-T4-MODULE-B11 | PBO-SRO-BPI-11665276-011 | PBO-SRO-BPI-11665276-011 | PBO-SRO-BPI-11665276-011 |  | Vert | Violet | NOK | OK | 2616 | 2670 |  |  | OK | [10 empty] | 1: BPE-0086-FT | SRO-BPI-11665276 | NA | 24/06/2024 12:27:38 | NUSER2145 |  | As built |  | SC-118540111 | PBO-SRO-BPI-11665276-011 | 402-PBO011 | Customer | DSP THD_64 | SFR_FTTH_ZMD_Legacy | 1 - 2 - 3 IMPASSE LAFOI ; 12 AVENUE DES MOULINS 64320 OUSSE |  |  | ID-6443900000CV;ID-6443900000D7;ID-6443900000CW;ID-6443900000D5 |  | 5 | AUTRES | PB Chambre | GP FTTH | FTTH | HABITATION/HABITATION/HABITATION | TH-5110-2920 | New | Libre | 1 | PBO-SRO-BPI-11665276-011 | 5 | POTEAU-FT/HABITATION/HABITATION/HABITATION | PBO-SRO-BPI-11665276-010 / PBO-SRO-BPI-11665276-011 / OUSSE | Vert | Violet | 3 | 17 | 001-PM402 / BPE-0118B-FT / LEE | Violet | Turquoise | 5 | 59 | B2-T4-MODULE-A | 23 | Vertical
B2-T4-MODULE-A | 24 | - | B2-T4-MODULE-B12 | PBO-SRO-BPI-11665276-011 | PBO-SRO-BPI-11665276-011 | PBO-SRO-BPI-11665276-011 |  | Vert | Blanc | OK | OK | 2615 | 2670 |  |  | OK | [22 empty] | SRO-BPI-11665276 | NA | 24/06/2024 12:27:38 | NUSER2145 |  | As built |  | SC-118540111 | PBO-SRO-BPI-11665276-011 | 402-PBO011 | Customer | DSP THD_64 | SFR_FTTH_ZMD_Legacy | 1 - 2 - 3 IMPASSE LAFOI ; 12 AVENUE DES MOULINS 64320 OUSSE |  |  | ID-6443900000CV;ID-6443900000D7;ID-6443900000CW;ID-6443900000D5 |  | 5 | AUTRES | PB Chambre | GP FTTH | FTTH | [5 empty] | PBO-SRO-BPI-11665276-011 | 6 | POTEAU-FT/HABITATION/HABITATION/HABITATION | PBO-SRO-BPI-11665276-010 / PBO-SRO-BPI-11665276-011 / OUSSE | Vert | Blanc | 3 | 18 | 001-PM402 / BPE-0118B-FT / LEE | Violet | Rose | 5 | 60 | B2-T4-MODULE-A | 24 | Vertical
B2-T4-MODULE-B | 1 | B2-T4-MODULE-A13 | B2-T4-MODULE-C1 | PBO-SRO-BPI-11665276-013 | PBO-SRO-BPI-11665276-013 | PBO-SRO-BPI-11665276-013 |  | Rouge | Rouge | OCCUPE | OCCUPE |  |  | orange |  | OCCUPE | [8 empty] | REFERENCE OK | [13 empty] | SRO-BPI-11665276 | NA | 08/11/2023 11:37:40 | NUSER5747 |  | As built |  | SC-118540156 | PBO-SRO-BPI-11665276-013 | 402-PBO013 | Customer | DSP THD_64 | SFR_FTTH_ZMD_Legacy | 14 AVENUE DES MOULINS ; 1 - 2 - 3 - 4 CLOS D ANGLAS 64320 OUSSE |  |  | ID-6443900000DG;ID-6443900000D0;ID-6443900000D6;ID-6443900000D1;ID-6443900000DD |  | 5 | AUTRES | PB Chambre | GP FTTH | FTTH | HABITATION/HABITATION/HABITATION | TH-5110-5626 | As built | Mutualise | 1 | PBO-SRO-BPI-11665276-013 | 1 | POTEAU-FT/HABITATION/HABITATION/HABITATION | PBO-SRO-BPI-11665276-010 / PBO-SRO-BPI-11665276-013 / OUSSE | Rouge | Rouge | 1 | 1 | 001-PM402 / BPE-0118B-FT / LEE | Blanc | Rouge | 6 | 61 | B2-T4-MODULE-B | 1 | Vertical | Mutualise - TH51105626 | Pigtail | As built
B2-T4-MODULE-B | 2 | B2-T4-MODULE-A14 | B2-T4-MODULE-C2 | PBO-SRO-BPI-11665276-013 | PBO-SRO-BPI-11665276-013 | PBO-SRO-BPI-11665276-013 |  | Rouge | Bleu | NOK | OCCUPE | 2511 |  |  |  | OK | [8 empty] | REFERENCE OK |  | 1: BPE-0086-FT | SRO-BPI-11665276 | NA | 08/11/2023 11:37:40 | NUSER5747 |  | As built |  | SC-118540156 | PBO-SRO-BPI-11665276-013 | 402-PBO013 | Customer | DSP THD_64 | SFR_FTTH_ZMD_Legacy | 14 AVENUE DES MOULINS ; 1 - 2 - 3 - 4 CLOS D ANGLAS 64320 OUSSE |  |  | ID-6443900000DG;ID-6443900000D0;ID-6443900000D6;ID-6443900000D1;ID-6443900000DD |  | 5 | AUTRES | PB Chambre | GP FTTH | FTTH | HABITATION/HABITATION/HABITATION | TH-5110-5637 | New | Libre | 1 | PBO-SRO-BPI-11665276-013 | 2 | POTEAU-FT/HABITATION/HABITATION/HABITATION | PBO-SRO-BPI-11665276-010 / PBO-SRO-BPI-11665276-013 / OUSSE | Rouge | Bleu | 1 | 2 | 001-PM402 / BPE-0118B-FT / LEE | Blanc | Bleu | 6 | 62 | B2-T4-MODULE-B | 2 | Vertical
B2-T4-MODULE-B | 3 | B2-T4-MODULE-A15 | B2-T4-MODULE-C3 | PBO-SRO-BPI-11665276-013 | PBO-SRO-BPI-11665276-013 | PBO-SRO-BPI-11665276-013 |  | Rouge | Vert | NOK | OK | 2511 | 2569 |  |  | OK | [8 empty] | REFERENCE OK |  | 1: BPE-0086-FT | SRO-BPI-11665276 | NA | 08/11/2023 11:37:40 | NUSER5747 |  | As built |  | SC-118540156 | PBO-SRO-BPI-11665276-013 | 402-PBO013 | Customer | DSP THD_64 | SFR_FTTH_ZMD_Legacy | 14 AVENUE DES MOULINS ; 1 - 2 - 3 - 4 CLOS D ANGLAS 64320 OUSSE |  |  | ID-6443900000DG;ID-6443900000D0;ID-6443900000D6;ID-6443900000D1;ID-6443900000DD |  | 5 | AUTRES | PB Chambre | GP FTTH | FTTH | HABITATION/HABITATION/HABITATION | TH-5110-5648 | New | Libre | 1 | PBO-SRO-BPI-11665276-013 | 3 | POTEAU-FT/HABITATION/HABITATION/HABITATION | PBO-SRO-BPI-11665276-010 / PBO-SRO-BPI-11665276-013 / OUSSE | Rouge | Vert | 1 | 3 | 001-PM402 / BPE-0118B-FT / LEE | Blanc | Vert | 6 | 63 | B2-T4-MODULE-B | 3 | Vertical
B2-T4-MODULE-B | 4 | B2-T4-MODULE-A16 | B2-T4-MODULE-C4 | PBO-SRO-BPI-11665276-013 | PBO-SRO-BPI-11665276-013 | PBO-SRO-BPI-11665276-013 |  | Rouge | Jaune | NOK | OCCUPE | 2511 |  |  |  | OK | [8 empty] | REFERENCE OK |  | 1: BPE-0086-FT; 2: 402-PBO010 | SRO-BPI-11665276 | NA | 08/11/2023 11:37:40 | NUSER5747 |  | As built |  | SC-118540156 | PBO-SRO-BPI-11665276-013 | 402-PBO013 | Customer | DSP THD_64 | SFR_FTTH_ZMD_Legacy | 14 AVENUE DES MOULINS ; 1 - 2 - 3 - 4 CLOS D ANGLAS 64320 OUSSE |  |  | ID-6443900000DG;ID-6443900000D0;ID-6443900000D6;ID-6443900000D1;ID-6443900000DD |  | 5 | AUTRES | PB Chambre | GP FTTH | FTTH | HABITATION/HABITATION/HABITATION | TH-5110-5659 | New | Libre | 1 | PBO-SRO-BPI-11665276-013 | 4 | POTEAU-FT/HABITATION/HABITATION/HABITATION | PBO-SRO-BPI-11665276-010 / PBO-SRO-BPI-11665276-013 / OUSSE | Rouge | Jaune | 1 | 4 | 001-PM402 / BPE-0118B-FT / LEE | Blanc | Jaune | 6 | 64 | B2-T4-MODULE-B | 4 | Vertical
B2-T4-MODULE-B | 5 | B2-T4-MODULE-A17 | B2-T4-MODULE-C5 | PBO-SRO-BPI-11665276-013 | PBO-SRO-BPI-11665276-013 | PBO-SRO-BPI-11665276-013 |  | Rouge | Violet | NOK | OK | 2512 | 2569 |  |  | OK | [8 empty] | REFERENCE OK |  | 1: BPE-0086-FT | SRO-BPI-11665276 | NA | 08/11/2023 11:37:40 | NUSER5747 |  | As built |  | SC-118540156 | PBO-SRO-BPI-11665276-013 | 402-PBO013 | Customer | DSP THD_64 | SFR_FTTH_ZMD_Legacy | 14 AVENUE DES MOULINS ; 1 - 2 - 3 - 4 CLOS D ANGLAS 64320 OUSSE |  |  | ID-6443900000DG;ID-6443900000D0;ID-6443900000D6;ID-6443900000D1;ID-6443900000DD |  | 5 | AUTRES | PB Chambre | GP FTTH | FTTH | HABITATION/HABITATION/HABITATION | TH-5110-5670 | New | Libre | 1 | PBO-SRO-BPI-11665276-013 | 5 | POTEAU-FT/HABITATION/HABITATION/HABITATION | PBO-SRO-BPI-11665276-010 / PBO-SRO-BPI-11665276-013 / OUSSE | Rouge | Violet | 1 | 5 | 001-PM402 / BPE-0118B-FT / LEE | Blanc | Violet | 6 | 65 | B2-T4-MODULE-B | 5 | Vertical
B2-T4-MODULE-B | 6 | B2-T4-MODULE-A18 | B2-T4-MODULE-C6 | PBO-SRO-BPI-11665276-013 | PBO-SRO-BPI-11665276-013 | PBO-SRO-BPI-11665276-013 |  | Rouge | Blanc | NOK | OK | 2512 | 2569 |  |  | OK | [8 empty] | REFERENCE OK |  | 1: BPE-0086-FT | SRO-BPI-11665276 | NA | 08/11/2023 11:37:40 | NUSER5747 |  | As built |  | SC-118540156 | PBO-SRO-BPI-11665276-013 | 402-PBO013 | Customer | DSP THD_64 | SFR_FTTH_ZMD_Legacy | 14 AVENUE DES MOULINS ; 1 - 2 - 3 - 4 CLOS D ANGLAS 64320 OUSSE |  |  | ID-6443900000DG;ID-6443900000D0;ID-6443900000D6;ID-6443900000D1;ID-6443900000DD |  | 5 | AUTRES | PB Chambre | GP FTTH | FTTH | [5 empty] | PBO-SRO-BPI-11665276-013 | 6 | POTEAU-FT/HABITATION/HABITATION/HABITATION | PBO-SRO-BPI-11665276-010 / PBO-SRO-BPI-11665276-013 / OUSSE | Rouge | Blanc | 1 | 6 | 001-PM402 / BPE-0118B-FT / LEE | Blanc | Blanc | 6 | 66 | B2-T4-MODULE-B | 6 | Vertical
B2-T4-MODULE-B | 7 | B2-T4-MODULE-A19 | B2-T4-MODULE-C7 | PBO-SRO-BPI-11665276-00010 | PBO-SRO-BPI-11665276-00010 | PBO-SRO-BPI-11665276-00010 |  | Violet | Rouge | OCCUPE | OCCUPE |  |  | orange |  | OCCUPE | [8 empty] | REFERENCE OK | [13 empty] | SRO-BPI-11665276 | NA | 08/11/2023 11:37:40 | NUSER5747 |  | As built |  | SC-118540136 | PBO-SRO-BPI-11665276-010 | 402-PBO010 | Customer | DSP THD_64 | SFR_FTTH_ZMD_Legacy | 15 - 16 - 18 AVENUE DES MOULINS 64320 OUSSE |  |  | ID-6443900000CY;ID-6443900000DI;ID-6443900000DB |  | 4 | AUTRES | PB Chambre | GP FTTH | FTTH | HABITATION/HABITATION/HABITATION | TH-5110-4581 | As built | Mutualise | 1 | PBO-SRO-BPI-11665276-00010 | 1 | POTEAU-FT/HABITATION/HABITATION/HABITATION | PBO-SRO-BPI-11665276-009 / PBO-SRO-BPI-11665276-010 / OUSSE | Violet | Rouge | 5 | 25 | 001-PM402 / BPE-0118B-FT / LEE | Blanc | Orange | 6 | 67 | B2-T4-MODULE-B | 7 | Vertical | Mutualise - TH51104581 | Pigtail | As built
B2-T4-MODULE-B | 8 | B2-T4-MODULE-A20 | B2-T4-MODULE-C8 | PBO-SRO-BPI-11665276-00010 | PBO-SRO-BPI-11665276-00010 | PBO-SRO-BPI-11665276-00010 |  | Violet | Bleu | NOK | OCCUPE | 2473 |  |  |  | OK | [8 empty] | REFERENCE OK |  | 1: BPE-0086-FT | SRO-BPI-11665276 | NA | 08/11/2023 11:37:40 | NUSER5747 |  | As built |  | SC-118540136 | PBO-SRO-BPI-11665276-010 | 402-PBO010 | Customer | DSP THD_64 | SFR_FTTH_ZMD_Legacy | 15 - 16 - 18 AVENUE DES MOULINS 64320 OUSSE |  |  | ID-6443900000CY;ID-6443900000DI;ID-6443900000DB |  | 4 | AUTRES | PB Chambre | GP FTTH | FTTH | HABITATION/HABITATION/HABITATION | TH-5110-4592 | New | Libre | 1 | PBO-SRO-BPI-11665276-00010 | 2 | POTEAU-FT/HABITATION/HABITATION/HABITATION | PBO-SRO-BPI-11665276-009 / PBO-SRO-BPI-11665276-010 / OUSSE | Violet | Bleu | 5 | 26 | 001-PM402 / BPE-0118B-FT / LEE | Blanc | Gris | 6 | 68 | B2-T4-MODULE-B | 8 | Vertical
B2-T4-MODULE-B | 9 | B2-T4-MODULE-A21 | B2-T4-MODULE-C9 | PBO-SRO-BPI-11665276-00010 | PBO-SRO-BPI-11665276-00010 | PBO-SRO-BPI-11665276-00010 |  | Violet | Vert | OK | OCCUPE | 2472 |  |  |  | OK | [8 empty] | REFERENCE OK | [13 empty] | SRO-BPI-11665276 | NA | 08/11/2023 11:37:40 | NUSER5747 |  | As built |  | SC-118540136 | PBO-SRO-BPI-11665276-010 | 402-PBO010 | Customer | DSP THD_64 | SFR_FTTH_ZMD_Legacy | 15 - 16 - 18 AVENUE DES MOULINS 64320 OUSSE |  |  | ID-6443900000CY;ID-6443900000DI;ID-6443900000DB |  | 4 | AUTRES | PB Chambre | GP FTTH | FTTH | HABITATION/HABITATION/HABITATION | TH-5110-4603 | New | Libre | 1 | PBO-SRO-BPI-11665276-00010 | 3 | POTEAU-FT/HABITATION/HABITATION/HABITATION | PBO-SRO-BPI-11665276-009 / PBO-SRO-BPI-11665276-010 / OUSSE | Violet | Vert | 5 | 27 | 001-PM402 / BPE-0118B-FT / LEE | Blanc | Marron | 6 | 69 | B2-T4-MODULE-B | 9 | Vertical
B2-T4-MODULE-B | 10 | B2-T4-MODULE-A22 | B2-T4-MODULE-C10 | PBO-SRO-BPI-11665276-00010 | PBO-SRO-BPI-11665276-00010 | PBO-SRO-BPI-11665276-00010 |  | Violet | Jaune | NOK | OCCUPE | 2474 |  |  |  | OK | [8 empty] | REFERENCE OK |  | 1: BPE-0086-FT | SRO-BPI-11665276 | NA | 08/11/2023 11:37:40 | NUSER5747 |  | As built |  | SC-118540136 | PBO-SRO-BPI-11665276-010 | 402-PBO010 | Customer | DSP THD_64 | SFR_FTTH_ZMD_Legacy | 15 - 16 - 18 AVENUE DES MOULINS 64320 OUSSE |  |  | ID-6443900000CY;ID-6443900000DI;ID-6443900000DB |  | 4 | AUTRES | PB Chambre | GP FTTH | FTTH | HABITATION/HABITATION/HABITATION | TH-9916-8861 | New | Libre | 1 | PBO-SRO-BPI-11665276-00010 | 4 | POTEAU-FT/HABITATION/HABITATION/HABITATION | PBO-SRO-BPI-11665276-009 / PBO-SRO-BPI-11665276-010 / OUSSE | Violet | Jaune | 5 | 28 | 001-PM402 / BPE-0118B-FT / LEE | Blanc | Noir | 6 | 70 | B2-T4-MODULE-B | 10 | Vertical
B2-T4-MODULE-B | 11 | B2-T4-MODULE-A23 | B2-T4-MODULE-C11 | PBO-SRO-BPI-11665276-00010 | PBO-SRO-BPI-11665276-00010 | PBO-SRO-BPI-11665276-00010 |  | Violet | Violet | NOK | OK | 2474 | 2530 |  |  | OK | [8 empty] | REFERENCE OK |  | 1: BPE-0086-FT | SRO-BPI-11665276 | NA | 08/11/2023 11:37:40 | NUSER5747 |  | As built |  | SC-118540136 | PBO-SRO-BPI-11665276-010 | 402-PBO010 | Customer | DSP THD_64 | SFR_FTTH_ZMD_Legacy | 15 - 16 - 18 AVENUE DES MOULINS 64320 OUSSE |  |  | ID-6443900000CY;ID-6443900000DI;ID-6443900000DB |  | 4 | AUTRES | PB Chambre | GP FTTH | FTTH | [5 empty] | PBO-SRO-BPI-11665276-00010 | 5 | POTEAU-FT/HABITATION/HABITATION/HABITATION | PBO-SRO-BPI-11665276-009 / PBO-SRO-BPI-11665276-010 / OUSSE | Violet | Violet | 5 | 29 | 001-PM402 / BPE-0118B-FT / LEE | Blanc | Turquoise | 6 | 71 | B2-T4-MODULE-B | 11 | Vertical
B2-T4-MODULE-B | 12 | B2-T4-MODULE-A24 | B2-T4-MODULE-C12 | PBO-SRO-BPI-11665276-00010 | PBO-SRO-BPI-11665276-00010 | PBO-SRO-BPI-11665276-00010 |  | Violet | Blanc | NOK | OK | 2474 | 2530 |  |  | OK | [8 empty] | REFERENCE OK |  | 1: BPE-0086-FT | SRO-BPI-11665276 | NA | 08/11/2023 11:37:40 | NUSER5747 |  | As built |  | SC-118540136 | PBO-SRO-BPI-11665276-010 | 402-PBO010 | Customer | DSP THD_64 | SFR_FTTH_ZMD_Legacy | 15 - 16 - 18 AVENUE DES MOULINS 64320 OUSSE |  |  | ID-6443900000CY;ID-6443900000DI;ID-6443900000DB |  | 4 | AUTRES | PB Chambre | GP FTTH | FTTH | [5 empty] | PBO-SRO-BPI-11665276-00010 | 6 | POTEAU-FT/HABITATION/HABITATION/HABITATION | PBO-SRO-BPI-11665276-009 / PBO-SRO-BPI-11665276-010 / OUSSE | Violet | Blanc | 5 | 30 | 001-PM402 / BPE-0118B-FT / LEE | Blanc | Rose | 6 | 72 | B2-T4-MODULE-B | 12 | Vertical
B2-T4-MODULE-B | 13 | - | B2-T4-MODULE-D1 | PBO-SRO-BPI-11665276-015 | PBO-SRO-BPI-11665276-015 | PBO-SRO-BPI-11665276-015 |  | Rouge | Rouge | OCCUPE | OCCUPE |  |  | orange |  | OCCUPE | [22 empty] | SRO-BPI-11665276 | NA | 14/06/2024 11:46:23 | E0067558 |  | As built |  | SC-118540155 | PBO-SRO-BPI-11665276-015 | 402-PBO015 | Customer | DSP THD_64 | SFR_FTTH_ZMD_Legacy | 3 - 4 - 5 - 6 RUE DES CHENES 64320 OUSSE |  |  | ID-6443900000DO;ID-6443900000DN;ID-6443900000DF;ID-6443900000CX |  | 4 | AUTRES | PB Aerien | GP FTTH | FTTH | HABITATION/HABITATION/HABITATION | TH-5110-5582 | As built | Mutualise | 1 | PBO-SRO-BPI-11665276-015 | 1 | POTEAU-FT/HABITATION/HABITATION/HABITATION | PBO-SRO-BPI-11665276-009 / PBO-SRO-BPI-11665276-015 / OUSSE | Rouge | Rouge | 1 | 1 | 001-PM402 / BPE-0118B-FT / LEE | Orange | Rouge | 7 | 73 | B2-T4-MODULE-B | 13 | Vertical | Mutualise - TH51105582 | Pigtail | As built
B2-T4-MODULE-B | 14 | - | B2-T4-MODULE-D2 | PBO-SRO-BPI-11665276-015 | PBO-SRO-BPI-11665276-015 | PBO-SRO-BPI-11665276-015 |  | Rouge | Bleu | NOK | OCCUPE | 2431 |  |  |  | OK | [10 empty] | 1: BPE-0086-FT | SRO-BPI-11665276 | NA | 14/06/2024 11:46:23 | E0067558 |  | As built |  | SC-118540155 | PBO-SRO-BPI-11665276-015 | 402-PBO015 | Customer | DSP THD_64 | SFR_FTTH_ZMD_Legacy | 3 - 4 - 5 - 6 RUE DES CHENES 64320 OUSSE |  |  | ID-6443900000DO;ID-6443900000DN;ID-6443900000DF;ID-6443900000CX |  | 4 | AUTRES | PB Aerien | GP FTTH | FTTH | HABITATION/HABITATION/HABITATION | TH-5110-5593 | As built | Mutualise | 1 | PBO-SRO-BPI-11665276-015 | 2 | POTEAU-FT/HABITATION/HABITATION/HABITATION | PBO-SRO-BPI-11665276-009 / PBO-SRO-BPI-11665276-015 / OUSSE | Rouge | Bleu | 1 | 2 | 001-PM402 / BPE-0118B-FT / LEE | Orange | Bleu | 7 | 74 | B2-T4-MODULE-B | 14 | Vertical | Mutualise - TH51105593 | Pigtail | As built
B2-T4-MODULE-B | 15 | - | B2-T4-MODULE-D3 | PBO-SRO-BPI-11665276-015 | PBO-SRO-BPI-11665276-015 | PBO-SRO-BPI-11665276-015 |  | Rouge | Vert | NOK | OCCUPE | 2304 |  |  |  | NOK | [8 empty] | METRE: 2 306 m |  | 3: 402-PBO009 | SRO-BPI-11665276 | NA | 14/06/2024 11:46:23 | E0067558 |  | As built |  | SC-118540155 | PBO-SRO-BPI-11665276-015 | 402-PBO015 | Customer | DSP THD_64 | SFR_FTTH_ZMD_Legacy | 3 - 4 - 5 - 6 RUE DES CHENES 64320 OUSSE |  |  | ID-6443900000DO;ID-6443900000DN;ID-6443900000DF;ID-6443900000CX |  | 4 | AUTRES | PB Aerien | GP FTTH | FTTH | HABITATION/HABITATION/HABITATION | TH-5110-5604 | Proposed | Reserve | 1 | PBO-SRO-BPI-11665276-015 | 3 | POTEAU-FT/HABITATION/HABITATION/HABITATION | PBO-SRO-BPI-11665276-009 / PBO-SRO-BPI-11665276-015 / OUSSE | Rouge | Vert | 1 | 3 | 001-PM402 / BPE-0118B-FT / LEE | Orange | Vert | 7 | 75 | B2-T4-MODULE-B | 15 | Vertical
B2-T4-MODULE-B | 16 | - | B2-T4-MODULE-D4 | PBO-SRO-BPI-11665276-015 | PBO-SRO-BPI-11665276-015 | PBO-SRO-BPI-11665276-015 |  | Rouge | Jaune | NOK | OK | 2431 | 2504 |  |  | OK | [10 empty] | 1: BPE-0086-FT | SRO-BPI-11665276 | NA | 14/06/2024 11:46:23 | E0067558 |  | As built |  | SC-118540155 | PBO-SRO-BPI-11665276-015 | 402-PBO015 | Customer | DSP THD_64 | SFR_FTTH_ZMD_Legacy | 3 - 4 - 5 - 6 RUE DES CHENES 64320 OUSSE |  |  | ID-6443900000DO;ID-6443900000DN;ID-6443900000DF;ID-6443900000CX |  | 4 | AUTRES | PB Aerien | GP FTTH | FTTH | HABITATION/HABITATION/HABITATION | TH-5110-5615 | New | Libre | 1 | PBO-SRO-BPI-11665276-015 | 4 | POTEAU-FT/HABITATION/HABITATION/HABITATION | PBO-SRO-BPI-11665276-009 / PBO-SRO-BPI-11665276-015 / OUSSE | Rouge | Jaune | 1 | 4 | 001-PM402 / BPE-0118B-FT / LEE | Orange | Jaune | 7 | 76 | B2-T4-MODULE-B | 16 | Vertical
B2-T4-MODULE-B | 17 | - | B2-T4-MODULE-D5 | PBO-SRO-BPI-11665276-015 | PBO-SRO-BPI-11665276-015 | PBO-SRO-BPI-11665276-015 |  | Rouge | Violet | NOK | OCCUPE | 2433 |  |  |  | OK | [10 empty] | 1: BPE-0086-FT | SRO-BPI-11665276 | NA | 14/06/2024 11:46:23 | E0067558 |  | As built |  | SC-118540155 | PBO-SRO-BPI-11665276-015 | 402-PBO015 | Customer | DSP THD_64 | SFR_FTTH_ZMD_Legacy | 3 - 4 - 5 - 6 RUE DES CHENES 64320 OUSSE |  |  | ID-6443900000DO;ID-6443900000DN;ID-6443900000DF;ID-6443900000CX |  | 4 | AUTRES | PB Aerien | GP FTTH | FTTH | [5 empty] | PBO-SRO-BPI-11665276-015 | 5 | POTEAU-FT/HABITATION/HABITATION/HABITATION | PBO-SRO-BPI-11665276-009 / PBO-SRO-BPI-11665276-015 / OUSSE | Rouge | Violet | 1 | 5 | 001-PM402 / BPE-0118B-FT / LEE | Orange | Violet | 7 | 77 | B2-T4-MODULE-B | 17 | Vertical
B2-T4-MODULE-B | 18 | - | B2-T4-MODULE-D6 | PBO-SRO-BPI-11665276-015 | PBO-SRO-BPI-11665276-015 | PBO-SRO-BPI-11665276-015 |  | Rouge | Blanc | NOK | OCCUPE | 2432 |  |  |  | OK | [10 empty] | 1: BPE-0086-FT | SRO-BPI-11665276 | NA | 14/06/2024 11:46:23 | E0067558 |  | As built |  | SC-118540155 | PBO-SRO-BPI-11665276-015 | 402-PBO015 | Customer | DSP THD_64 | SFR_FTTH_ZMD_Legacy | 3 - 4 - 5 - 6 RUE DES CHENES 64320 OUSSE |  |  | ID-6443900000DO;ID-6443900000DN;ID-6443900000DF;ID-6443900000CX |  | 4 | AUTRES | PB Aerien | GP FTTH | FTTH | [5 empty] | PBO-SRO-BPI-11665276-015 | 6 | POTEAU-FT/HABITATION/HABITATION/HABITATION | PBO-SRO-BPI-11665276-009 / PBO-SRO-BPI-11665276-015 / OUSSE | Rouge | Blanc | 1 | 6 | 001-PM402 / BPE-0118B-FT / LEE | Orange | Blanc | 7 | 78 | B2-T4-MODULE-B | 18 | Vertical
B2-T4-MODULE-B | 19 | - | B2-T4-MODULE-D7 | PBO-SRO-BPI-11665276-009 | PBO-SRO-BPI-11665276-009 | PBO-SRO-BPI-11665276-009 |  | Orange | Rouge | NOK | OCCUPE | 2304 |  |  |  | OK | [10 empty] | 1: BPE-0086-FT | SRO-BPI-11665276 | NA | 24/06/2024 11:49:08 | NUSER2145 |  | As built |  | SC-118540133 | PBO-SRO-BPI-11665276-009 | 402-PBO009 | Customer | DSP THD_64 | SFR_FTTH_ZMD_Legacy | 20 - 31 AVENUE DES MOULINS ; 1 - 2 RUE DES CHENES ; 0 AVENUE DES MOULINS PARCELLE 64439000CN0089 64320 OUSSE |  |  | ID-6443900000DL;ID-6443900000DE;ID-6443900000D2;ID-6443900000D8;ID-6443900000DA |  | 5 | AUTRES | PB Chambre | GP FTTH | FTTH | HABITATION/HABITATION/HABITATION | TH-5110-4416 | As built | Mutualise | 1 | PBO-SRO-BPI-11665276-009 | 1 | POTEAU-FT/HABITATION/HABITATION/HABITATION | BPE-0000-64439-FT / PBO-SRO-BPI-11665276-009 / OUSSE | Orange | Rouge | 7 | 37 | 001-PM402 / BPE-0118B-FT / LEE | Orange | Orange | 7 | 79 | B2-T4-MODULE-B | 19 | Vertical | Mutualise - TH51104416 | Pigtail | As built
B2-T4-MODULE-B | 20 | - | B2-T4-MODULE-D8 | PBO-SRO-BPI-11665276-009 | PBO-SRO-BPI-11665276-009 | PBO-SRO-BPI-11665276-009 |  | Orange | Bleu | OK | OCCUPE | 2304 |  |  |  | OK | [22 empty] | SRO-BPI-11665276 | NA | 24/06/2024 11:49:08 | NUSER2145 |  | As built |  | SC-118540133 | PBO-SRO-BPI-11665276-009 | 402-PBO009 | Customer | DSP THD_64 | SFR_FTTH_ZMD_Legacy | 20 - 31 AVENUE DES MOULINS ; 1 - 2 RUE DES CHENES ; 0 AVENUE DES MOULINS PARCELLE 64439000CN0089 64320 OUSSE |  |  | ID-6443900000DL;ID-6443900000DE;ID-6443900000D2;ID-6443900000D8;ID-6443900000DA |  | 5 | AUTRES | PB Chambre | GP FTTH | FTTH | HABITATION/HABITATION/HABITATION | TH-5110-4427 | Proposed | Reserve | 1 | PBO-SRO-BPI-11665276-009 | 2 | POTEAU-FT/HABITATION/HABITATION/HABITATION | BPE-0000-64439-FT / PBO-SRO-BPI-11665276-009 / OUSSE | Orange | Bleu | 7 | 38 | 001-PM402 / BPE-0118B-FT / LEE | Orange | Gris | 7 | 80 | B2-T4-MODULE-B | 20 | Vertical
B2-T4-MODULE-B | 21 | - | B2-T4-MODULE-D9 | PBO-SRO-BPI-11665276-009 | PBO-SRO-BPI-11665276-009 | PBO-SRO-BPI-11665276-009 |  | Orange | Vert | NOK | OK | 2303 | 2487 |  |  | OK | [10 empty] | 1: BPE-0086-FT | SRO-BPI-11665276 | NA | 24/06/2024 11:49:08 | NUSER2145 |  | As built |  | SC-118540133 | PBO-SRO-BPI-11665276-009 | 402-PBO009 | Customer | DSP THD_64 | SFR_FTTH_ZMD_Legacy | 20 - 31 AVENUE DES MOULINS ; 1 - 2 RUE DES CHENES ; 0 AVENUE DES MOULINS PARCELLE 64439000CN0089 64320 OUSSE |  |  | ID-6443900000DL;ID-6443900000DE;ID-6443900000D2;ID-6443900000D8;ID-6443900000DA |  | 5 | AUTRES | PB Chambre | GP FTTH | FTTH | HABITATION/HABITATION/HABITATION | TH-5110-4438 | New | Libre | 1 | PBO-SRO-BPI-11665276-009 | 3 | POTEAU-FT/HABITATION/HABITATION/HABITATION | BPE-0000-64439-FT / PBO-SRO-BPI-11665276-009 / OUSSE | Orange | Vert | 7 | 39 | 001-PM402 / BPE-0118B-FT / LEE | Orange | Marron | 7 | 81 | B2-T4-MODULE-B | 21 | Vertical
B2-T4-MODULE-B | 22 | - | B2-T4-MODULE-D10 | PBO-SRO-BPI-11665276-009 | PBO-SRO-BPI-11665276-009 | PBO-SRO-BPI-11665276-009 |  | Orange | Jaune | NOK | OK | 2302 | 2487 |  |  | OK | [10 empty] | 1: BPE-0086-FT | SRO-BPI-11665276 | NA | 24/06/2024 11:49:08 | NUSER2145 |  | As built |  | SC-118540133 | PBO-SRO-BPI-11665276-009 | 402-PBO009 | Customer | DSP THD_64 | SFR_FTTH_ZMD_Legacy | 20 - 31 AVENUE DES MOULINS ; 1 - 2 RUE DES CHENES ; 0 AVENUE DES MOULINS PARCELLE 64439000CN0089 64320 OUSSE |  |  | ID-6443900000DL;ID-6443900000DE;ID-6443900000D2;ID-6443900000D8;ID-6443900000DA |  | 5 | AUTRES | PB Chambre | GP FTTH | FTTH | HABITATION/HABITATION/HABITATION | TH-5110-4449 | New | Libre | 1 | PBO-SRO-BPI-11665276-009 | 4 | POTEAU-FT/HABITATION/HABITATION/HABITATION | BPE-0000-64439-FT / PBO-SRO-BPI-11665276-009 / OUSSE | Orange | Jaune | 7 | 40 | 001-PM402 / BPE-0118B-FT / LEE | Orange | Noir | 7 | 82 | B2-T4-MODULE-B | 22 | Vertical
B2-T4-MODULE-B | 23 | - | B2-T4-MODULE-D11 | PBO-SRO-BPI-11665276-009 | PBO-SRO-BPI-11665276-009 | PBO-SRO-BPI-11665276-009 |  | Orange | Violet | OK | OCCUPE | 2304 |  |  |  | OK | [22 empty] | SRO-BPI-11665276 | NA | 24/06/2024 11:49:08 | NUSER2145 |  | As built |  | SC-118540133 | PBO-SRO-BPI-11665276-009 | 402-PBO009 | Customer | DSP THD_64 | SFR_FTTH_ZMD_Legacy | 20 - 31 AVENUE DES MOULINS ; 1 - 2 RUE DES CHENES ; 0 AVENUE DES MOULINS PARCELLE 64439000CN0089 64320 OUSSE |  |  | ID-6443900000DL;ID-6443900000DE;ID-6443900000D2;ID-6443900000D8;ID-6443900000DA |  | 5 | AUTRES | PB Chambre | GP FTTH | FTTH | HABITATION/HABITATION/HABITATION | TH-5110-4460 | New | Libre | 1 | PBO-SRO-BPI-11665276-009 | 5 | POTEAU-FT/HABITATION/HABITATION/HABITATION | BPE-0000-64439-FT / PBO-SRO-BPI-11665276-009 / OUSSE | Orange | Violet | 7 | 41 | 001-PM402 / BPE-0118B-FT / LEE | Orange | Turquoise | 7 | 83 | B2-T4-MODULE-B | 23 | Vertical
B2-T4-MODULE-B | 24 | - | B2-T4-MODULE-D12 | PBO-SRO-BPI-11665276-009 | PBO-SRO-BPI-11665276-009 | PBO-SRO-BPI-11665276-009 |  | Orange | Blanc | NOK | OCCUPE | 2302 |  |  |  | OK | [10 empty] | 1: BPE-0086-FT | SRO-BPI-11665276 | NA | 24/06/2024 11:49:08 | NUSER2145 |  | As built |  | SC-118540133 | PBO-SRO-BPI-11665276-009 | 402-PBO009 | Customer | DSP THD_64 | SFR_FTTH_ZMD_Legacy | 20 - 31 AVENUE DES MOULINS ; 1 - 2 RUE DES CHENES ; 0 AVENUE DES MOULINS PARCELLE 64439000CN0089 64320 OUSSE |  |  | ID-6443900000DL;ID-6443900000DE;ID-6443900000D2;ID-6443900000D8;ID-6443900000DA |  | 5 | AUTRES | PB Chambre | GP FTTH | FTTH | [5 empty] | PBO-SRO-BPI-11665276-009 | 6 | POTEAU-FT/HABITATION/HABITATION/HABITATION | BPE-0000-64439-FT / PBO-SRO-BPI-11665276-009 / OUSSE | Orange | Blanc | 7 | 42 | 001-PM402 / BPE-0118B-FT / LEE | Orange | Rose | 7 | 84 | B2-T4-MODULE-B | 24 | Vertical
B2-T4-MODULE-C | 1 | B2-T4-MODULE-B1 | B2-T4-MODULE-E1 | PBO-SRO-BPI-11665276-025 | PBO-SRO-BPI-11665276-025 | PBO-SRO-BPI-11665276-025 |  | Rouge | Rouge | NOK | OCCUPE | 2191 |  |  |  | OK | [8 empty] | REFERENCE OK |  | 1: BPE-0086-FT | SRO-BPI-11665276 | NA | 16/08/2023 10:48:34 | NUSER2765 |  | As built |  | SC-118540101 | PBO-SRO-BPI-11665276-025 | 402-PBO025 | Customer | DSP THD_64 | SFR_FTTH_ZMD_Legacy | 35 - 37 - 39 AVENUE DES MOULINS ; 1 - 2 IMPASSE DES VIOLETTES 64320 OUSSE |  |  | ID-6443900000D4;ID-6443900000D3;ID-6443900000CU;ID-6443900000DH;ID-6443900000DM |  | 5 | AUTRES | PB Chambre | GP FTTH | FTTH | HABITATION/HABITATION/HABITATION | TH-5110-2073 | As built | Libre | 1 | PBO-SRO-BPI-11665276-025 | 1 | POTEAU-ERDF/HABITATION/HABITATION/HABITATION | PBO-SRO-BPI-11665276-023 / PBO-SRO-BPI-11665276-025 / OUSSE | Rouge | Rouge | 1 | 1 | 001-PM402 / BPE-0118B-FT / LEE | Gris | Rouge | 8 | 85 | B2-T4-MODULE-C | 1 | Vertical | TH51102073 | Jumper | As built | Resilie | B1-T2-SPL-1*64-03-OUT | 2 | Horizontal | SPL-1*64-03 | OptSplitter |  | 2 | 1x64 | [5 empty] | PIG9648553 | Pigtail | B2-T6-MODULE-TRANSPORT-A | 3 | Indetermine | BPE_0011-SFR / SRO-BPI-11665276 / LEE | Rouge | Vert | 1 | 3
B2-T4-MODULE-C | 2 | B2-T4-MODULE-B2 | B2-T4-MODULE-E2 | PBO-SRO-BPI-11665276-025 | PBO-SRO-BPI-11665276-025 | PBO-SRO-BPI-11665276-025 |  | Rouge | Bleu | NOK | OCCUPE | 2192 |  |  |  | OK | [8 empty] | REFERENCE OK |  | 1: BPE-0086-FT | SRO-BPI-11665276 | NA | 16/08/2023 10:48:34 | NUSER2765 |  | As built |  | SC-118540101 | PBO-SRO-BPI-11665276-025 | 402-PBO025 | Customer | DSP THD_64 | SFR_FTTH_ZMD_Legacy | 35 - 37 - 39 AVENUE DES MOULINS ; 1 - 2 IMPASSE DES VIOLETTES 64320 OUSSE |  |  | ID-6443900000D4;ID-6443900000D3;ID-6443900000CU;ID-6443900000DH;ID-6443900000DM |  | 5 | AUTRES | PB Chambre | GP FTTH | FTTH | HABITATION/HABITATION/HABITATION | TH-5110-2095 | As built | Mutualise | 1 | PBO-SRO-BPI-11665276-025 | 2 | POTEAU-ERDF/HABITATION/HABITATION/HABITATION | PBO-SRO-BPI-11665276-023 / PBO-SRO-BPI-11665276-025 / OUSSE | Rouge | Bleu | 1 | 2 | 001-PM402 / BPE-0118B-FT / LEE | Gris | Bleu | 8 | 86 | B2-T4-MODULE-C | 2 | Vertical | Mutualise - TH51102095 | Pigtail | As built
B2-T4-MODULE-C | 3 | B2-T4-MODULE-B3 | B2-T4-MODULE-E3 | PBO-SRO-BPI-11665276-025 | PBO-SRO-BPI-11665276-025 | PBO-SRO-BPI-11665276-025 |  | Rouge | Vert | OCCUPE | OCCUPE |  |  | bleu |  | OCCUPE | [8 empty] | REFERENCE OK, Jarretière au PM mais pas de client PBO | [13 empty] | SRO-BPI-11665276 | NA | 16/08/2023 10:48:34 | NUSER2765 |  | As built |  | SC-118540101 | PBO-SRO-BPI-11665276-025 | 402-PBO025 | Customer | DSP THD_64 | SFR_FTTH_ZMD_Legacy | 35 - 37 - 39 AVENUE DES MOULINS ; 1 - 2 IMPASSE DES VIOLETTES 64320 OUSSE |  |  | ID-6443900000D4;ID-6443900000D3;ID-6443900000CU;ID-6443900000DH;ID-6443900000DM |  | 5 | AUTRES | PB Chambre | GP FTTH | FTTH | HABITATION/HABITATION/HABITATION | TH-5110-2084 | As built | Utilise | 1 | PBO-SRO-BPI-11665276-025 | 3 | POTEAU-ERDF/HABITATION/HABITATION/HABITATION | PBO-SRO-BPI-11665276-023 / PBO-SRO-BPI-11665276-025 / OUSSE | Rouge | Vert | 1 | 3 | 001-PM402 / BPE-0118B-FT / LEE | Gris | Vert | 8 | 87 | B2-T4-MODULE-C | 3 | Vertical | TH51102084 | Jumper | As built | Utilise | B1-T2-SPL-1*64-03-OUT | 6 | Horizontal | SPL-1*64-03 | OptSplitter |  | 6 | 1x64 | [5 empty] | PIG9648553 | Pigtail | B2-T6-MODULE-TRANSPORT-A | 3 | Indetermine | BPE_0011-SFR / SRO-BPI-11665276 / LEE | Rouge | Vert | 1 | 3
B2-T4-MODULE-C | 4 | B2-T4-MODULE-B4 | B2-T4-MODULE-E4 | PBO-SRO-BPI-11665276-025 | PBO-SRO-BPI-11665276-025 | PBO-SRO-BPI-11665276-025 |  | Rouge | Jaune | OCCUPE | OCCUPE |  |  | bleu |  | OCCUPE | [8 empty] | REFERENCE OK | [13 empty] | SRO-BPI-11665276 | NA | 16/08/2023 10:48:34 | NUSER2765 |  | As built |  | SC-118540101 | PBO-SRO-BPI-11665276-025 | 402-PBO025 | Customer | DSP THD_64 | SFR_FTTH_ZMD_Legacy | 35 - 37 - 39 AVENUE DES MOULINS ; 1 - 2 IMPASSE DES VIOLETTES 64320 OUSSE |  |  | ID-6443900000D4;ID-6443900000D3;ID-6443900000CU;ID-6443900000DH;ID-6443900000DM |  | 5 | AUTRES | PB Chambre | GP FTTH | FTTH | HABITATION/HABITATION/HABITATION | TH-5110-2106 | As built | Mutualise | 1 | PBO-SRO-BPI-11665276-025 | 4 | POTEAU-ERDF/HABITATION/HABITATION/HABITATION | PBO-SRO-BPI-11665276-023 / PBO-SRO-BPI-11665276-025 / OUSSE | Rouge | Jaune | 1 | 4 | 001-PM402 / BPE-0118B-FT / LEE | Gris | Jaune | 8 | 88 | B2-T4-MODULE-C | 4 | Vertical | Mutualise - TH51102106 | Pigtail | As built
B2-T4-MODULE-C | 5 | B2-T4-MODULE-B5 | B2-T4-MODULE-E5 | PBO-SRO-BPI-11665276-025 | PBO-SRO-BPI-11665276-025 | PBO-SRO-BPI-11665276-025 |  | Rouge | Violet | NOK | OK | 1959 | 2447 |  |  | NOK | [8 empty] | REFERENCE OK, METRE: 1 960 m |  | 1: BPE-0086-FT | SRO-BPI-11665276 | NA | 16/08/2023 10:48:34 | NUSER2765 |  | As built |  | SC-118540101 | PBO-SRO-BPI-11665276-025 | 402-PBO025 | Customer | DSP THD_64 | SFR_FTTH_ZMD_Legacy | 35 - 37 - 39 AVENUE DES MOULINS ; 1 - 2 IMPASSE DES VIOLETTES 64320 OUSSE |  |  | ID-6443900000D4;ID-6443900000D3;ID-6443900000CU;ID-6443900000DH;ID-6443900000DM |  | 5 | AUTRES | PB Chambre | GP FTTH | FTTH | HABITATION/HABITATION/HABITATION | TH-5110-2117 | New | Libre | 1 | PBO-SRO-BPI-11665276-025 | 5 | POTEAU-ERDF/HABITATION/HABITATION/HABITATION | PBO-SRO-BPI-11665276-023 / PBO-SRO-BPI-11665276-025 / OUSSE | Rouge | Violet | 1 | 5 | 001-PM402 / BPE-0118B-FT / LEE | Gris | Violet | 8 | 89 | B2-T4-MODULE-C | 5 | Vertical
B2-T4-MODULE-C | 6 | B2-T4-MODULE-B6 | B2-T4-MODULE-E6 | PBO-SRO-BPI-11665276-025 | PBO-SRO-BPI-11665276-025 | PBO-SRO-BPI-11665276-025 |  | Rouge | Blanc | NOK | OCCUPE | 2191 |  |  |  | OK | [8 empty] | REFERENCE OK |  | 1: BPE-0086-FT | SRO-BPI-11665276 | NA | 16/08/2023 10:48:34 | NUSER2765 |  | As built |  | SC-118540101 | PBO-SRO-BPI-11665276-025 | 402-PBO025 | Customer | DSP THD_64 | SFR_FTTH_ZMD_Legacy | 35 - 37 - 39 AVENUE DES MOULINS ; 1 - 2 IMPASSE DES VIOLETTES 64320 OUSSE |  |  | ID-6443900000D4;ID-6443900000D3;ID-6443900000CU;ID-6443900000DH;ID-6443900000DM |  | 5 | AUTRES | PB Chambre | GP FTTH | FTTH | [5 empty] | PBO-SRO-BPI-11665276-025 | 6 | POTEAU-ERDF/HABITATION/HABITATION/HABITATION | PBO-SRO-BPI-11665276-023 / PBO-SRO-BPI-11665276-025 / OUSSE | Rouge | Blanc | 1 | 6 | 001-PM402 / BPE-0118B-FT / LEE | Gris | Blanc | 8 | 90 | B2-T4-MODULE-C | 6 | Vertical
B2-T4-MODULE-C | 7 | B2-T4-MODULE-B7 | B2-T4-MODULE-E7 | PBO-SRO-BPI-11665276-023 | PBO-SRO-BPI-11665276-023 | PBO-SRO-BPI-11665276-023 |  | Bleu | Rouge | OCCUPE | OCCUPE |  |  | orange |  | OCCUPE | [22 empty] | SRO-BPI-11665276 | NA | 16/08/2023 10:48:34 | NUSER2765 |  | As built |  | SC-118540143 | PBO-SRO-BPI-11665276-023 | 402-PBO023 | Customer | DSP THD_64 | SFR_FTTH_ZMD_Legacy | 1 - 2 - 3 - 4 RUE DES MYOSOTIS ; 33 AVENUE DES MOULINS 64320 OUSSE |  |  | ID-6443900000DJ;ID-6443900000D9;ID-6443900000DK;ID-6443900000CZ;ID-6443900000DC |  | 7 | AUTRES | PB Chambre | GP FTTH | FTTH | HABITATION/HABITATION/HABITATION | TH-5110-4966 | As built | Mutualise | 1 | PBO-SRO-BPI-11665276-023 | 1 | POTEAU-FT/HABITATION/HABITATION/HABITATION | BPE-0000-64439-FT / PBO-SRO-BPI-11665276-023 / OUSSE | Bleu | Rouge | 2 | 7 | 001-PM402 / BPE-0118B-FT / LEE | Gris | Orange | 8 | 91 | B2-T4-MODULE-C | 7 | Vertical | Mutualise - TH51104966 | Pigtail | As built
B2-T4-MODULE-C | 8 | B2-T4-MODULE-B8 | B2-T4-MODULE-E8 | PBO-SRO-BPI-11665276-023 | PBO-SRO-BPI-11665276-023 | PBO-SRO-BPI-11665276-023 |  | Bleu | Bleu | OCCUPE | OCCUPE |  |  | bleu |  | OCCUPE | [22 empty] | SRO-BPI-11665276 | NA | 16/08/2023 10:48:34 | NUSER2765 |  | As built |  | SC-118540143 | PBO-SRO-BPI-11665276-023 | 402-PBO023 | Customer | DSP THD_64 | SFR_FTTH_ZMD_Legacy | 1 - 2 - 3 - 4 RUE DES MYOSOTIS ; 33 AVENUE DES MOULINS 64320 OUSSE |  |  | ID-6443900000DJ;ID-6443900000D9;ID-6443900000DK;ID-6443900000CZ;ID-6443900000DC |  | 7 | AUTRES | PB Chambre | GP FTTH | FTTH | HABITATION/HABITATION/HABITATION | TH-5110-4977 | As built | Utilise | 1 | PBO-SRO-BPI-11665276-023 | 2 | POTEAU-FT/HABITATION/HABITATION/HABITATION | BPE-0000-64439-FT / PBO-SRO-BPI-11665276-023 / OUSSE | Bleu | Bleu | 2 | 8 | 001-PM402 / BPE-0118B-FT / LEE | Gris | Gris | 8 | 92 | B2-T4-MODULE-C | 8 | Vertical | TH51104977 | Jumper | As built | Utilise | B1-T2-SPL-1*64-03-OUT | 16 | Horizontal | SPL-1*64-03 | OptSplitter |  | 16 | 1x64 | [5 empty] | PIG9648553 | Pigtail | B2-T6-MODULE-TRANSPORT-A | 3 | Indetermine | BPE_0011-SFR / SRO-BPI-11665276 / LEE | Rouge | Vert | 1 | 3
B2-T4-MODULE-C | 9 | B2-T4-MODULE-B9 | B2-T4-MODULE-E9 | PBO-SRO-BPI-11665276-023 | PBO-SRO-BPI-11665276-023 | PBO-SRO-BPI-11665276-023 |  | Bleu | Vert | NOK | OCCUPE | 2182 |  |  |  | OK | [10 empty] | 1: BPE-0086-FT | SRO-BPI-11665276 | NA | 16/08/2023 10:48:34 | NUSER2765 |  | As built |  | SC-118540143 | PBO-SRO-BPI-11665276-023 | 402-PBO023 | Customer | DSP THD_64 | SFR_FTTH_ZMD_Legacy | 1 - 2 - 3 - 4 RUE DES MYOSOTIS ; 33 AVENUE DES MOULINS 64320 OUSSE |  |  | ID-6443900000DJ;ID-6443900000D9;ID-6443900000DK;ID-6443900000CZ;ID-6443900000DC |  | 7 | AUTRES | PB Chambre | GP FTTH | FTTH | HABITATION/HABITATION/HABITATION | TH-5110-4988 | As built | Mutualise | 1 | PBO-SRO-BPI-11665276-023 | 3 | POTEAU-FT/HABITATION/HABITATION/HABITATION | BPE-0000-64439-FT / PBO-SRO-BPI-11665276-023 / OUSSE | Bleu | Vert | 2 | 9 | 001-PM402 / BPE-0118B-FT / LEE | Gris | Marron | 8 | 93 | B2-T4-MODULE-C | 9 | Vertical | Mutualise - TH51104988 | Pigtail | As built
B2-T4-MODULE-C | 10 | B2-T4-MODULE-B10 | B2-T4-MODULE-E10 | PBO-SRO-BPI-11665276-023 | PBO-SRO-BPI-11665276-023 | PBO-SRO-BPI-11665276-023 |  | Bleu | Jaune | NOK | OK | 1958 | 2240 |  |  | NOK | [8 empty] | METRE : 1 961 m |  | 1: BPE-0086-FT | SRO-BPI-11665276 | NA | 16/08/2023 10:48:34 | NUSER2765 |  | As built |  | SC-118540143 | PBO-SRO-BPI-11665276-023 | 402-PBO023 | Customer | DSP THD_64 | SFR_FTTH_ZMD_Legacy | 1 - 2 - 3 - 4 RUE DES MYOSOTIS ; 33 AVENUE DES MOULINS 64320 OUSSE |  |  | ID-6443900000DJ;ID-6443900000D9;ID-6443900000DK;ID-6443900000CZ;ID-6443900000DC |  | 7 | AUTRES | PB Chambre | GP FTTH | FTTH | HABITATION/HABITATION/HABITATION | TH-5110-4999 | New | Libre | 1 | PBO-SRO-BPI-11665276-023 | 4 | POTEAU-FT/HABITATION/HABITATION/HABITATION | BPE-0000-64439-FT / PBO-SRO-BPI-11665276-023 / OUSSE | Bleu | Jaune | 2 | 10 | 001-PM402 / BPE-0118B-FT / LEE | Gris | Noir | 8 | 94 | B2-T4-MODULE-C | 10 | Vertical
B2-T4-MODULE-C | 11 | B2-T4-MODULE-B11 | B2-T4-MODULE-E11 | PBO-SRO-BPI-11665276-023 | PBO-SRO-BPI-11665276-023 | PBO-SRO-BPI-11665276-023 |  | Bleu | Violet | NOK | OK | 2183 | 2240 |  |  | OK | [10 empty] | 1: BPE-0086-FT | SRO-BPI-11665276 | NA | 16/08/2023 10:48:34 | NUSER2765 |  | As built |  | SC-118540143 | PBO-SRO-BPI-11665276-023 | 402-PBO023 | Customer | DSP THD_64 | SFR_FTTH_ZMD_Legacy | 1 - 2 - 3 - 4 RUE DES MYOSOTIS ; 33 AVENUE DES MOULINS 64320 OUSSE |  |  | ID-6443900000DJ;ID-6443900000D9;ID-6443900000DK;ID-6443900000CZ;ID-6443900000DC |  | 7 | AUTRES | PB Chambre | GP FTTH | FTTH | HABITATION/HABITATION/HABITATION | TH-5110-5010 | New | Libre | 1 | PBO-SRO-BPI-11665276-023 | 5 | POTEAU-FT/HABITATION/HABITATION/HABITATION | BPE-0000-64439-FT / PBO-SRO-BPI-11665276-023 / OUSSE | Bleu | Violet | 2 | 11 | 001-PM402 / BPE-0118B-FT / LEE | Gris | Turquoise | 8 | 95 | B2-T4-MODULE-C | 11 | Vertical
B2-T4-MODULE-C | 12 | B2-T4-MODULE-B12 | B2-T4-MODULE-E12 | PBO-SRO-BPI-11665276-023 | PBO-SRO-BPI-11665276-023 | PBO-SRO-BPI-11665276-023 |  | Bleu | Blanc | NOK | OCCUPE | 2183 |  |  |  | OK | [10 empty] | 1: BPE-0086-FT | SRO-BPI-11665276 | NA | 16/08/2023 10:48:34 | NUSER2765 |  | As built |  | SC-118540143 | PBO-SRO-BPI-11665276-023 | 402-PBO023 | Customer | DSP THD_64 | SFR_FTTH_ZMD_Legacy | 1 - 2 - 3 - 4 RUE DES MYOSOTIS ; 33 AVENUE DES MOULINS 64320 OUSSE |  |  | ID-6443900000DJ;ID-6443900000D9;ID-6443900000DK;ID-6443900000CZ;ID-6443900000DC |  | 7 | AUTRES | PB Chambre | GP FTTH | FTTH | HABITATION/HABITATION/HABITATION | TH-5110-5021 | New | Libre | 1 | PBO-SRO-BPI-11665276-023 | 6 | POTEAU-FT/HABITATION/HABITATION/HABITATION | BPE-0000-64439-FT / PBO-SRO-BPI-11665276-023 / OUSSE | Bleu | Blanc | 2 | 12 | 001-PM402 / BPE-0118B-FT / LEE | Gris | Rose | 8 | 96 | B2-T4-MODULE-C | 12 | Vertical
B2-T4-MODULE-C | 13 | - | B2-T4-MODULE-F1 | PBO-SRO-BPI-11665276-023 | PBO-SRO-BPI-11665276-023 | PBO-SRO-BPI-11665276-023 |  | Vert | Rouge | NOK | OK | 2183 | 2240 |  |  | OK | [10 empty] | 1: BPE-0086-FT | SRO-BPI-11665276 | NA | 16/08/2023 10:48:34 | NUSER2765 |  | As built |  | SC-118540143 | PBO-SRO-BPI-11665276-023 | 402-PBO023 | Customer | DSP THD_64 | SFR_FTTH_ZMD_Legacy | 1 - 2 - 3 - 4 RUE DES MYOSOTIS ; 33 AVENUE DES MOULINS 64320 OUSSE |  |  | ID-6443900000DJ;ID-6443900000D9;ID-6443900000DK;ID-6443900000CZ;ID-6443900000DC |  | 7 | AUTRES | PB Chambre | GP FTTH | FTTH | HABITATION/HABITATION/HABITATION | TH-5110-5032 | New | Libre | 1 | PBO-SRO-BPI-11665276-023 | 7 | POTEAU-FT/HABITATION/HABITATION/HABITATION | BPE-0000-64439-FT / PBO-SRO-BPI-11665276-023 / OUSSE | Vert | Rouge | 3 | 13 | 001-PM402 / BPE-0118B-FT / LEE | Marron | Rouge | 9 | 97 | B2-T4-MODULE-C | 13 | Vertical
B2-T4-MODULE-C | 14 | - | B2-T4-MODULE-F2 | PBO-SRO-BPI-11665276-023 | PBO-SRO-BPI-11665276-023 | PBO-SRO-BPI-11665276-023 |  | Vert | Bleu | NOK | OK | 2183 | 2240 |  |  | OK | [10 empty] | 1: BPE-0086-FT | SRO-BPI-11665276 | NA | 16/08/2023 10:48:34 | NUSER2765 |  | As built |  | SC-118540143 | PBO-SRO-BPI-11665276-023 | 402-PBO023 | Customer | DSP THD_64 | SFR_FTTH_ZMD_Legacy | 1 - 2 - 3 - 4 RUE DES MYOSOTIS ; 33 AVENUE DES MOULINS 64320 OUSSE |  |  | ID-6443900000DJ;ID-6443900000D9;ID-6443900000DK;ID-6443900000CZ;ID-6443900000DC |  | 7 | AUTRES | PB Chambre | GP FTTH | FTTH | [5 empty] | PBO-SRO-BPI-11665276-023 | 8 | POTEAU-FT/HABITATION/HABITATION/HABITATION | BPE-0000-64439-FT / PBO-SRO-BPI-11665276-023 / OUSSE | Vert | Bleu | 3 | 14 | 001-PM402 / BPE-0118B-FT / LEE | Marron | Bleu | 9 | 98 | B2-T4-MODULE-C | 14 | Vertical
B2-T4-MODULE-C | 15 | - | B2-T4-MODULE-F3 | PBO-SRO-BPI-11665276-023 | PBO-SRO-BPI-11665276-023 | PBO-SRO-BPI-11665276-023 |  | Vert | Vert | OK | OK | 2183 | 2240 |  |  | OK | [22 empty] | SRO-BPI-11665276 | NA | 16/08/2023 10:48:34 | NUSER2765 |  | As built |  | SC-118540143 | PBO-SRO-BPI-11665276-023 | 402-PBO023 | Customer | DSP THD_64 | SFR_FTTH_ZMD_Legacy | 1 - 2 - 3 - 4 RUE DES MYOSOTIS ; 33 AVENUE DES MOULINS 64320 OUSSE |  |  | ID-6443900000DJ;ID-6443900000D9;ID-6443900000DK;ID-6443900000CZ;ID-6443900000DC |  | 7 | AUTRES | PB Chambre | GP FTTH | FTTH | [5 empty] | PBO-SRO-BPI-11665276-023 | 9 | POTEAU-FT/HABITATION/HABITATION/HABITATION | BPE-0000-64439-FT / PBO-SRO-BPI-11665276-023 / OUSSE | Vert | Vert | 3 | 15 | 001-PM402 / BPE-0118B-FT / LEE | Marron | Vert | 9 | 99 | B2-T4-MODULE-C | 15 | Vertical
B2-T4-MODULE-C | 16 | - | B2-T4-MODULE-F4 | PBO-SRO-BPI-11665276-023 | PBO-SRO-BPI-11665276-023 | PBO-SRO-BPI-11665276-023 |  | Vert | Jaune | OK | OK | 2183 | 2240 |  |  | OK | [22 empty] | SRO-BPI-11665276 | NA | 16/08/2023 10:48:34 | NUSER2765 |  | As built |  | SC-118540143 | PBO-SRO-BPI-11665276-023 | 402-PBO023 | Customer | DSP THD_64 | SFR_FTTH_ZMD_Legacy | 1 - 2 - 3 - 4 RUE DES MYOSOTIS ; 33 AVENUE DES MOULINS 64320 OUSSE |  |  | ID-6443900000DJ;ID-6443900000D9;ID-6443900000DK;ID-6443900000CZ;ID-6443900000DC |  | 7 | AUTRES | PB Chambre | GP FTTH | FTTH | [5 empty] | PBO-SRO-BPI-11665276-023 | 10 | POTEAU-FT/HABITATION/HABITATION/HABITATION | BPE-0000-64439-FT / PBO-SRO-BPI-11665276-023 / OUSSE | Vert | Jaune | 3 | 16 | 001-PM402 / BPE-0118B-FT / LEE | Marron | Jaune | 9 | 100 | B2-T4-MODULE-C | 16 | Vertical
B2-T4-MODULE-C | 17 | - | B2-T4-MODULE-F5 | PBO-SRO-BPI-11665276-023 | PBO-SRO-BPI-11665276-023 | PBO-SRO-BPI-11665276-023 |  | Vert | Violet | NOK | OK | 2183 | 2240 |  |  | OK | [10 empty] | 1: BPE-0086-FT | SRO-BPI-11665276 | NA | 16/08/2023 10:48:34 | NUSER2765 |  | As built |  | SC-118540143 | PBO-SRO-BPI-11665276-023 | 402-PBO023 | Customer | DSP THD_64 | SFR_FTTH_ZMD_Legacy | 1 - 2 - 3 - 4 RUE DES MYOSOTIS ; 33 AVENUE DES MOULINS 64320 OUSSE |  |  | ID-6443900000DJ;ID-6443900000D9;ID-6443900000DK;ID-6443900000CZ;ID-6443900000DC |  | 7 | AUTRES | PB Chambre | GP FTTH | FTTH | [5 empty] | PBO-SRO-BPI-11665276-023 | 11 | POTEAU-FT/HABITATION/HABITATION/HABITATION | BPE-0000-64439-FT / PBO-SRO-BPI-11665276-023 / OUSSE | Vert | Violet | 3 | 17 | 001-PM402 / BPE-0118B-FT / LEE | Marron | Violet | 9 | 101 | B2-T4-MODULE-C | 17 | Vertical
B2-T4-MODULE-C | 18 | - | B2-T4-MODULE-F6 | PBO-SRO-BPI-11665276-023 | PBO-SRO-BPI-11665276-023 | PBO-SRO-BPI-11665276-023 |  | Vert | Blanc | NOK | OK | 2184 | 2240 |  |  | OK | [10 empty] | 1: BPE-0086-FT | SRO-BPI-11665276 | NA | 16/08/2023 10:48:34 | NUSER2765 |  | As built |  | SC-118540143 | PBO-SRO-BPI-11665276-023 | 402-PBO023 | Customer | DSP THD_64 | SFR_FTTH_ZMD_Legacy | 1 - 2 - 3 - 4 RUE DES MYOSOTIS ; 33 AVENUE DES MOULINS 64320 OUSSE |  |  | ID-6443900000DJ;ID-6443900000D9;ID-6443900000DK;ID-6443900000CZ;ID-6443900000DC |  | 7 | AUTRES | PB Chambre | GP FTTH | FTTH | [5 empty] | PBO-SRO-BPI-11665276-023 | 12 | POTEAU-FT/HABITATION/HABITATION/HABITATION | BPE-0000-64439-FT / PBO-SRO-BPI-11665276-023 / OUSSE | Vert | Blanc | 3 | 18 | 001-PM402 / BPE-0118B-FT / LEE | Marron | Blanc | 9 | 102 | B2-T4-MODULE-C | 18 | Vertical
B2-T4-MODULE-C | 19 | - | B2-T4-MODULE-F7 | PBO-SRO-BPI-11665276-001 | PBO-SRO-BPI-11665276-001 | PBO-SRO-BPI-11665276-001 |  | Rouge | Rouge | OCCUPE | OCCUPE |  |  | orange |  | OCCUPE | [8 empty] | REFERENCE OK | [13 empty] | SRO-BPI-11665276 | NA | 24/06/2024 11:57:34 | NUSER2145 |  | As built |  | SC-118540118 | PBO-SRO-BPI-11665276-001 | 402-PBO001 | Customer | DSP THD_64 | SFR_FTTH_ZMD_Legacy | 1 - 2 - 3 - 4 - 5 - 6 - 7 - 8 - 9 LOTISSEMENT LES JONQUILLES ; 22 AVENUE DES MOULINS 64320 OUSSE |  |  | ID-6443900000C7;ID-6443900000BT;ID-6443900000BM;ID-6443900000BI;ID-6443900000CP;ID-6443900000CL;ID-6443900000CG;ID-6443900000BK;ID-6443900000C8;ID-6443900000BV |  | 10 | AUTRES | PB Chambre | GP FTTH | FTTH | HABITATION/HABITATION/HABITATION | TH-5110-3360 | As built | Mutualise | 1 | PBO-SRO-BPI-11665276-001 | 1 | CHAMBRE-190-FT/HABITATION/HABITATION/HABITATION | BPE-0000-64439-FT / PBO-SRO-BPI-11665276-001 / OUSSE | Rouge | Rouge | 1 | 1 | 001-PM402 / BPE-0118B-FT / LEE | Marron | Orange | 9 | 103 | B2-T4-MODULE-C | 19 | Vertical | Mutualise - TH51103360 | Pigtail | As built
B2-T4-MODULE-C | 20 | - | B2-T4-MODULE-F8 | PBO-SRO-BPI-11665276-001 | PBO-SRO-BPI-11665276-001 | PBO-SRO-BPI-11665276-001 |  | Rouge | Bleu | OCCUPE | OCCUPE |  |  | bleu |  | OCCUPE | [8 empty] | REFERENCE OK | [13 empty] | SRO-BPI-11665276 | NA | 24/06/2024 11:57:34 | NUSER2145 |  | As built |  | SC-118540118 | PBO-SRO-BPI-11665276-001 | 402-PBO001 | Customer | DSP THD_64 | SFR_FTTH_ZMD_Legacy | 1 - 2 - 3 - 4 - 5 - 6 - 7 - 8 - 9 LOTISSEMENT LES JONQUILLES ; 22 AVENUE DES MOULINS 64320 OUSSE |  |  | ID-6443900000C7;ID-6443900000BT;ID-6443900000BM;ID-6443900000BI;ID-6443900000CP;ID-6443900000CL;ID-6443900000CG;ID-6443900000BK;ID-6443900000C8;ID-6443900000BV |  | 10 | AUTRES | PB Chambre | GP FTTH | FTTH | HABITATION/HABITATION/HABITATION | TH-5110-3371 | As built | Utilise | 1 | PBO-SRO-BPI-11665276-001 | 2 | CHAMBRE-190-FT/HABITATION/HABITATION/HABITATION | BPE-0000-64439-FT / PBO-SRO-BPI-11665276-001 / OUSSE | Rouge | Bleu | 1 | 2 | 001-PM402 / BPE-0118B-FT / LEE | Marron | Gris | 9 | 104 | B2-T4-MODULE-C | 20 | Vertical | TH51103371 | Jumper | As built | Utilise | B1-T2-SPL-1*64-03-OUT | 28 | Horizontal | SPL-1*64-03 | OptSplitter |  | 28 | 1x64 | [5 empty] | PIG9648553 | Pigtail | B2-T6-MODULE-TRANSPORT-A | 3 | Indetermine | BPE_0011-SFR / SRO-BPI-11665276 / LEE | Rouge | Vert | 1 | 3
B2-T4-MODULE-C | 21 | - | B2-T4-MODULE-F9 | PBO-SRO-BPI-11665276-001 | PBO-SRO-BPI-11665276-001 | PBO-SRO-BPI-11665276-001 |  | Rouge | Vert | NOK | OK | 2348 | 2405 |  |  | OK | [8 empty] | REFERENCE OK |  | 1: BPE-0086-FT | SRO-BPI-11665276 | NA | 24/06/2024 11:57:34 | NUSER2145 |  | As built |  | SC-118540118 | PBO-SRO-BPI-11665276-001 | 402-PBO001 | Customer | DSP THD_64 | SFR_FTTH_ZMD_Legacy | 1 - 2 - 3 - 4 - 5 - 6 - 7 - 8 - 9 LOTISSEMENT LES JONQUILLES ; 22 AVENUE DES MOULINS 64320 OUSSE |  |  | ID-6443900000C7;ID-6443900000BT;ID-6443900000BM;ID-6443900000BI;ID-6443900000CP;ID-6443900000CL;ID-6443900000CG;ID-6443900000BK;ID-6443900000C8;ID-6443900000BV |  | 10 | AUTRES | PB Chambre | GP FTTH | FTTH | HABITATION/HABITATION/HABITATION | TH-5110-3382 | Proposed | Reserve | 1 | PBO-SRO-BPI-11665276-001 | 3 | CHAMBRE-190-FT/HABITATION/HABITATION/HABITATION | BPE-0000-64439-FT / PBO-SRO-BPI-11665276-001 / OUSSE | Rouge | Vert | 1 | 3 | 001-PM402 / BPE-0118B-FT / LEE | Marron | Marron | 9 | 105 | B2-T4-MODULE-C | 21 | Vertical
B2-T4-MODULE-C | 22 | - | B2-T4-MODULE-F10 | PBO-SRO-BPI-11665276-001 | PBO-SRO-BPI-11665276-001 | PBO-SRO-BPI-11665276-001 |  | Rouge | Jaune | NOK | OCCUPE | 2350 |  |  |  | OK | [8 empty] | REFERENCE OK |  | 1: BPE-0086-FT | SRO-BPI-11665276 | NA | 24/06/2024 11:57:34 | NUSER2145 |  | As built |  | SC-118540118 | PBO-SRO-BPI-11665276-001 | 402-PBO001 | Customer | DSP THD_64 | SFR_FTTH_ZMD_Legacy | 1 - 2 - 3 - 4 - 5 - 6 - 7 - 8 - 9 LOTISSEMENT LES JONQUILLES ; 22 AVENUE DES MOULINS 64320 OUSSE |  |  | ID-6443900000C7;ID-6443900000BT;ID-6443900000BM;ID-6443900000BI;ID-6443900000CP;ID-6443900000CL;ID-6443900000CG;ID-6443900000BK;ID-6443900000C8;ID-6443900000BV |  | 10 | AUTRES | PB Chambre | GP FTTH | FTTH | HABITATION/HABITATION/HABITATION | TH-5110-3393 | As built | Mutualise | 1 | PBO-SRO-BPI-11665276-001 | 4 | CHAMBRE-190-FT/HABITATION/HABITATION/HABITATION | BPE-0000-64439-FT / PBO-SRO-BPI-11665276-001 / OUSSE | Rouge | Jaune | 1 | 4 | 001-PM402 / BPE-0118B-FT / LEE | Marron | Noir | 9 | 106 | B2-T4-MODULE-C | 22 | Vertical | Mutualise - TH51103393 | Pigtail | As built
B2-T4-MODULE-C | 23 | - | B2-T4-MODULE-F11 | PBO-SRO-BPI-11665276-001 | PBO-SRO-BPI-11665276-001 | PBO-SRO-BPI-11665276-001 |  | Rouge | Violet | NOK | OK | 2350 | 2405 |  |  | OK | [8 empty] | REFERENCE OK |  | 1: BPE-0086-FT | SRO-BPI-11665276 | NA | 24/06/2024 11:57:34 | NUSER2145 |  | As built |  | SC-118540118 | PBO-SRO-BPI-11665276-001 | 402-PBO001 | Customer | DSP THD_64 | SFR_FTTH_ZMD_Legacy | 1 - 2 - 3 - 4 - 5 - 6 - 7 - 8 - 9 LOTISSEMENT LES JONQUILLES ; 22 AVENUE DES MOULINS 64320 OUSSE |  |  | ID-6443900000C7;ID-6443900000BT;ID-6443900000BM;ID-6443900000BI;ID-6443900000CP;ID-6443900000CL;ID-6443900000CG;ID-6443900000BK;ID-6443900000C8;ID-6443900000BV |  | 10 | AUTRES | PB Chambre | GP FTTH | FTTH | HABITATION/HABITATION/HABITATION | TH-5110-3404 | New | Libre | 1 | PBO-SRO-BPI-11665276-001 | 5 | CHAMBRE-190-FT/HABITATION/HABITATION/HABITATION | BPE-0000-64439-FT / PBO-SRO-BPI-11665276-001 / OUSSE | Rouge | Violet | 1 | 5 | 001-PM402 / BPE-0118B-FT / LEE | Marron | Turquoise | 9 | 107 | B2-T4-MODULE-C | 23 | Vertical
B2-T4-MODULE-C | 24 | - | B2-T4-MODULE-F12 | PBO-SRO-BPI-11665276-001 | PBO-SRO-BPI-11665276-001 | PBO-SRO-BPI-11665276-001 |  | Rouge | Blanc | NOK | OCCUPE | 1958 |  |  |  | OK | [8 empty] | REFERENCE OK |  | 1: BPE-0086-FT | SRO-BPI-11665276 | NA | 24/06/2024 11:57:34 | NUSER2145 |  | As built |  | SC-118540118 | PBO-SRO-BPI-11665276-001 | 402-PBO001 | Customer | DSP THD_64 | SFR_FTTH_ZMD_Legacy | 1 - 2 - 3 - 4 - 5 - 6 - 7 - 8 - 9 LOTISSEMENT LES JONQUILLES ; 22 AVENUE DES MOULINS 64320 OUSSE |  |  | ID-6443900000C7;ID-6443900000BT;ID-6443900000BM;ID-6443900000BI;ID-6443900000CP;ID-6443900000CL;ID-6443900000CG;ID-6443900000BK;ID-6443900000C8;ID-6443900000BV |  | 10 | AUTRES | PB Chambre | GP FTTH | FTTH | HABITATION/HABITATION/HABITATION | TH-5110-3415 | New | Libre | 1 | PBO-SRO-BPI-11665276-001 | 6 | CHAMBRE-190-FT/HABITATION/HABITATION/HABITATION | BPE-0000-64439-FT / PBO-SRO-BPI-11665276-001 / OUSSE | Rouge | Blanc | 1 | 6 | 001-PM402 / BPE-0118B-FT / LEE | Marron | Rose | 9 | 108 | B2-T4-MODULE-C | 24 | Vertical
B2-T4-MODULE-D | 1 | B2-T4-MODULE-B13 | B2-T4-MODULE-G1 | PBO-SRO-BPI-11665276-001 | PBO-SRO-BPI-11665276-001 | PBO-SRO-BPI-11665276-022 |  | Bleu | Rouge | OK | OCCUPE | 2348 |  |  |  | OK | [8 empty] | REFERENCE OK | [13 empty] | SRO-BPI-11665276 | NA | 24/06/2024 11:57:34 | NUSER2145 |  | As built |  | SC-118540118 | PBO-SRO-BPI-11665276-001 | 402-PBO001 | Customer | DSP THD_64 | SFR_FTTH_ZMD_Legacy | 1 - 2 - 3 - 4 - 5 - 6 - 7 - 8 - 9 LOTISSEMENT LES JONQUILLES ; 22 AVENUE DES MOULINS 64320 OUSSE |  |  | ID-6443900000C7;ID-6443900000BT;ID-6443900000BM;ID-6443900000BI;ID-6443900000CP;ID-6443900000CL;ID-6443900000CG;ID-6443900000BK;ID-6443900000C8;ID-6443900000BV |  | 10 | AUTRES | PB Chambre | GP FTTH | FTTH | HABITATION/HABITATION/HABITATION | TH-5110-3426 | New | Libre | 1 | PBO-SRO-BPI-11665276-001 | 7 | CHAMBRE-190-FT/HABITATION/HABITATION/HABITATION | BPE-0000-64439-FT / PBO-SRO-BPI-11665276-001 / OUSSE | Bleu | Rouge | 2 | 7 | 001-PM402 / BPE-0118B-FT / LEE | Noir | Rouge | 10 | 109 | B2-T4-MODULE-D | 1 | Vertical
B2-T4-MODULE-D | 2 | B2-T4-MODULE-B14 | B2-T4-MODULE-G2 | PBO-SRO-BPI-11665276-001 | PBO-SRO-BPI-11665276-001 | PBO-SRO-BPI-11665276-022 |  | Bleu | Bleu | NOK | OCCUPE | 2350 |  |  |  | OK | [8 empty] | REFERENCE OK |  | 1: BPE-0086-FT | SRO-BPI-11665276 | NA | 24/06/2024 11:57:34 | NUSER2145 |  | As built |  | SC-118540118 | PBO-SRO-BPI-11665276-001 | 402-PBO001 | Customer | DSP THD_64 | SFR_FTTH_ZMD_Legacy | 1 - 2 - 3 - 4 - 5 - 6 - 7 - 8 - 9 LOTISSEMENT LES JONQUILLES ; 22 AVENUE DES MOULINS 64320 OUSSE |  |  | ID-6443900000C7;ID-6443900000BT;ID-6443900000BM;ID-6443900000BI;ID-6443900000CP;ID-6443900000CL;ID-6443900000CG;ID-6443900000BK;ID-6443900000C8;ID-6443900000BV |  | 10 | AUTRES | PB Chambre | GP FTTH | FTTH | HABITATION/HABITATION/HABITATION | TH-5110-3437 | New | Libre | 1 | PBO-SRO-BPI-11665276-001 | 8 | CHAMBRE-190-FT/HABITATION/HABITATION/HABITATION | BPE-0000-64439-FT / PBO-SRO-BPI-11665276-001 / OUSSE | Bleu | Bleu | 2 | 8 | 001-PM402 / BPE-0118B-FT / LEE | Noir | Bleu | 10 | 110 | B2-T4-MODULE-D | 2 | Vertical
B2-T4-MODULE-D | 3 | B2-T4-MODULE-B15 | B2-T4-MODULE-G3 | PBO-SRO-BPI-11665276-001 | PBO-SRO-BPI-11665276-001 | PBO-SRO-BPI-11665276-022 |  | Bleu | Vert | NOK | OCCUPE | 2349 |  |  |  | OK | [8 empty] | REFERENCE OK |  | 1: BPE-0086-FT | SRO-BPI-11665276 | NA | 24/06/2024 11:57:34 | NUSER2145 |  | As built |  | SC-118540118 | PBO-SRO-BPI-11665276-001 | 402-PBO001 | Customer | DSP THD_64 | SFR_FTTH_ZMD_Legacy | 1 - 2 - 3 - 4 - 5 - 6 - 7 - 8 - 9 LOTISSEMENT LES JONQUILLES ; 22 AVENUE DES MOULINS 64320 OUSSE |  |  | ID-6443900000C7;ID-6443900000BT;ID-6443900000BM;ID-6443900000BI;ID-6443900000CP;ID-6443900000CL;ID-6443900000CG;ID-6443900000BK;ID-6443900000C8;ID-6443900000BV |  | 10 | AUTRES | PB Chambre | GP FTTH | FTTH | HABITATION/HABITATION/HABITATION | TH-5110-3448 | New | Libre | 1 | PBO-SRO-BPI-11665276-001 | 9 | CHAMBRE-190-FT/HABITATION/HABITATION/HABITATION | BPE-0000-64439-FT / PBO-SRO-BPI-11665276-001 / OUSSE | Bleu | Vert | 2 | 9 | 001-PM402 / BPE-0118B-FT / LEE | Noir | Vert | 10 | 111 | B2-T4-MODULE-D | 3 | Vertical
B2-T4-MODULE-D | 4 | B2-T4-MODULE-B16 | B2-T4-MODULE-G4 | PBO-SRO-BPI-11665276-001 | PBO-SRO-BPI-11665276-001 | PBO-SRO-BPI-11665276-022 |  | Bleu | Jaune | NOK | OCCUPE | 2349 |  |  |  | OK | [8 empty] | REFERENCE OK |  | 1: BPE-0086-FT | SRO-BPI-11665276 | NA | 24/06/2024 11:57:34 | NUSER2145 |  | As built |  | SC-118540118 | PBO-SRO-BPI-11665276-001 | 402-PBO001 | Customer | DSP THD_64 | SFR_FTTH_ZMD_Legacy | 1 - 2 - 3 - 4 - 5 - 6 - 7 - 8 - 9 LOTISSEMENT LES JONQUILLES ; 22 AVENUE DES MOULINS 64320 OUSSE |  |  | ID-6443900000C7;ID-6443900000BT;ID-6443900000BM;ID-6443900000BI;ID-6443900000CP;ID-6443900000CL;ID-6443900000CG;ID-6443900000BK;ID-6443900000C8;ID-6443900000BV |  | 10 | AUTRES | PB Chambre | GP FTTH | FTTH | HABITATION/HABITATION/HABITATION | TH-5110-3459 | New | Libre | 1 | PBO-SRO-BPI-11665276-001 | 10 | CHAMBRE-190-FT/HABITATION/HABITATION/HABITATION | BPE-0000-64439-FT / PBO-SRO-BPI-11665276-001 / OUSSE | Bleu | Jaune | 2 | 10 | 001-PM402 / BPE-0118B-FT / LEE | Noir | Jaune | 10 | 112 | B2-T4-MODULE-D | 4 | Vertical
B2-T4-MODULE-D | 5 | B2-T4-MODULE-B17 | B2-T4-MODULE-G5 | PBO-SRO-BPI-11665276-001 | PBO-SRO-BPI-11665276-001 | PBO-SRO-BPI-11665276-022 |  | Bleu | Violet | NOK | OK | 2349 | 2405 |  |  | OK | [8 empty] | REFERENCE OK |  | 1: BPE-0086-FT | SRO-BPI-11665276 | NA | 24/06/2024 11:57:34 | NUSER2145 |  | As built |  | SC-118540118 | PBO-SRO-BPI-11665276-001 | 402-PBO001 | Customer | DSP THD_64 | SFR_FTTH_ZMD_Legacy | 1 - 2 - 3 - 4 - 5 - 6 - 7 - 8 - 9 LOTISSEMENT LES JONQUILLES ; 22 AVENUE DES MOULINS 64320 OUSSE |  |  | ID-6443900000C7;ID-6443900000BT;ID-6443900000BM;ID-6443900000BI;ID-6443900000CP;ID-6443900000CL;ID-6443900000CG;ID-6443900000BK;ID-6443900000C8;ID-6443900000BV |  | 10 | AUTRES | PB Chambre | GP FTTH | FTTH | [5 empty] | PBO-SRO-BPI-11665276-001 | 11 | CHAMBRE-190-FT/HABITATION/HABITATION/HABITATION | BPE-0000-64439-FT / PBO-SRO-BPI-11665276-001 / OUSSE | Bleu | Violet | 2 | 11 | 001-PM402 / BPE-0118B-FT / LEE | Noir | Violet | 10 | 113 | B2-T4-MODULE-D | 5 | Vertical
B2-T4-MODULE-D | 6 | B2-T4-MODULE-B18 | B2-T4-MODULE-G6 | PBO-SRO-BPI-11665276-001 | PBO-SRO-BPI-11665276-001 | PBO-SRO-BPI-11665276-022 |  | Bleu | Blanc | NOK | OCCUPE | 2348 |  |  |  | OK | [8 empty] | REFERENCE OK |  | 1: BPE-0086-FT | SRO-BPI-11665276 | NA | 24/06/2024 11:57:34 | NUSER2145 |  | As built |  | SC-118540118 | PBO-SRO-BPI-11665276-001 | 402-PBO001 | Customer | DSP THD_64 | SFR_FTTH_ZMD_Legacy | 1 - 2 - 3 - 4 - 5 - 6 - 7 - 8 - 9 LOTISSEMENT LES JONQUILLES ; 22 AVENUE DES MOULINS 64320 OUSSE |  |  | ID-6443900000C7;ID-6443900000BT;ID-6443900000BM;ID-6443900000BI;ID-6443900000CP;ID-6443900000CL;ID-6443900000CG;ID-6443900000BK;ID-6443900000C8;ID-6443900000BV |  | 10 | AUTRES | PB Chambre | GP FTTH | FTTH | [5 empty] | PBO-SRO-BPI-11665276-001 | 12 | CHAMBRE-190-FT/HABITATION/HABITATION/HABITATION | BPE-0000-64439-FT / PBO-SRO-BPI-11665276-001 / OUSSE | Bleu | Blanc | 2 | 12 | 001-PM402 / BPE-0118B-FT / LEE | Noir | Blanc | 10 | 114 | B2-T4-MODULE-D | 6 | Vertical
B2-T4-MODULE-D | 7 | B2-T4-MODULE-B19 | B2-T4-MODULE-G7 | PBO-SRO-BPI-11665276-067 | PBO-SRO-BPI-11665276-067 | PBO-SRO-BPI-11665276-012 |  | Rouge | Rouge | OCCUPE | OCCUPE |  |  | orange |  | NOK | [8 empty] | POSITIONS INEXACTES EXCEL ET PM | [13 empty] | SRO-BPI-11665276 | NA | 24/06/2024 12:16:02 | NUSER2145 |  | As built | NO | SC-122706985 | PBO-SRO-BPI-11665276-067 |  | Customer | DSP THD_64 | SFR_FTTH_ZMD_Legacy | 1 - 2 - 3 - 4 - 5 - 6 - 7 - 8 IMPASSE CAMBOT 64320 OUSSE |  |  | ID-6443900000LR;ID-6443900000LU;ID-6443900000LQ;ID-6443900000LS;ID-6443900000LT;ID-6443900000LX;ID-6443900000LV;ID-6443900000LW |  | 8 | AUTRES | PB Chambre | GP FTTH | FTTH | HABITATION/HABITATION/HABITATION | TH-A640-9270 | New | Libre | 1 | PBO-SRO-BPI-11665276-067 | 1 | CHAMBRE-FT/HABITATION/HABITATION/HABITATION | BPE-0085A-64439-FT / PBO-SRO-BPI-11665276-086 / OUSSE | Rouge | Rouge | 1 | 1 | 001-PM402 / BPE-0118B-FT / LEE | Noir | Orange | 10 | 115 | B2-T4-MODULE-D | 7 | Vertical | Mutualise - TH51105087 | Pigtail | As built
B2-T4-MODULE-D | 8 | B2-T4-MODULE-B20 | B2-T4-MODULE-G8 | PBO-SRO-BPI-11665276-067 | PBO-SRO-BPI-11665276-067 | PBO-SRO-BPI-11665276-012 |  | Rouge | Bleu | OCCUPE | OCCUPE |  |  | orange |  | NOK | [8 empty] | POSITIONS INEXACTES EXCEL ET PM | [13 empty] | SRO-BPI-11665276 | NA | 24/06/2024 12:16:02 | NUSER2145 |  | As built | NO | SC-122706985 | PBO-SRO-BPI-11665276-067 |  | Customer | DSP THD_64 | SFR_FTTH_ZMD_Legacy | 1 - 2 - 3 - 4 - 5 - 6 - 7 - 8 IMPASSE CAMBOT 64320 OUSSE |  |  | ID-6443900000LR;ID-6443900000LU;ID-6443900000LQ;ID-6443900000LS;ID-6443900000LT;ID-6443900000LX;ID-6443900000LV;ID-6443900000LW |  | 8 | AUTRES | PB Chambre | GP FTTH | FTTH | HABITATION/HABITATION/HABITATION | TH-A640-9281 | New | Libre | 1 | PBO-SRO-BPI-11665276-067 | 2 | CHAMBRE-FT/HABITATION/HABITATION/HABITATION | BPE-0085A-64439-FT / PBO-SRO-BPI-11665276-086 / OUSSE | Rouge | Bleu | 1 | 2 | 001-PM402 / BPE-0118B-FT / LEE | Noir | Gris | 10 | 116 | B2-T4-MODULE-D | 8 | Vertical
B2-T4-MODULE-D | 9 | B2-T4-MODULE-B21 | B2-T4-MODULE-G9 | PBO-SRO-BPI-11665276-067 | PBO-SRO-BPI-11665276-067 | PBO-SRO-BPI-11665276-012 |  | Rouge | Vert | OCCUPE | OCCUPE |  |  | orange |  | NOK | [8 empty] | POSITIONS INEXACTES EXCEL ET PM | [13 empty] | SRO-BPI-11665276 | NA | 24/06/2024 12:16:02 | NUSER2145 |  | As built | NO | SC-122706985 | PBO-SRO-BPI-11665276-067 |  | Customer | DSP THD_64 | SFR_FTTH_ZMD_Legacy | 1 - 2 - 3 - 4 - 5 - 6 - 7 - 8 IMPASSE CAMBOT 64320 OUSSE |  |  | ID-6443900000LR;ID-6443900000LU;ID-6443900000LQ;ID-6443900000LS;ID-6443900000LT;ID-6443900000LX;ID-6443900000LV;ID-6443900000LW |  | 8 | AUTRES | PB Chambre | GP FTTH | FTTH | HABITATION/HABITATION/HABITATION | TH-A640-9292 | New | Libre | 1 | PBO-SRO-BPI-11665276-067 | 3 | CHAMBRE-FT/HABITATION/HABITATION/HABITATION | BPE-0085A-64439-FT / PBO-SRO-BPI-11665276-086 / OUSSE | Rouge | Vert | 1 | 3 | 001-PM402 / BPE-0118B-FT / LEE | Noir | Marron | 10 | 117 | B2-T4-MODULE-D | 9 | Vertical
B2-T4-MODULE-D | 10 | B2-T4-MODULE-B22 | B2-T4-MODULE-G10 | PBO-SRO-BPI-11665276-067 | PBO-SRO-BPI-11665276-067 | PBO-SRO-BPI-11665276-012 |  | Rouge | Jaune | NOK | OK | 2730 | 2787 |  |  | NOK | [8 empty] | POSITIONS INEXACTES EXCEL ET PM |  | 1: BPE-0086-FT | SRO-BPI-11665276 | NA | 24/06/2024 12:16:02 | NUSER2145 |  | As built | NO | SC-122706985 | PBO-SRO-BPI-11665276-067 |  | Customer | DSP THD_64 | SFR_FTTH_ZMD_Legacy | 1 - 2 - 3 - 4 - 5 - 6 - 7 - 8 IMPASSE CAMBOT 64320 OUSSE |  |  | ID-6443900000LR;ID-6443900000LU;ID-6443900000LQ;ID-6443900000LS;ID-6443900000LT;ID-6443900000LX;ID-6443900000LV;ID-6443900000LW |  | 8 | AUTRES | PB Chambre | GP FTTH | FTTH | HABITATION/HABITATION/HABITATION | TH-A640-9303 | New | Libre | 1 | PBO-SRO-BPI-11665276-067 | 4 | CHAMBRE-FT/HABITATION/HABITATION/HABITATION | BPE-0085A-64439-FT / PBO-SRO-BPI-11665276-086 / OUSSE | Rouge | Jaune | 1 | 4 | 001-PM402 / BPE-0118B-FT / LEE | Noir | Noir | 10 | 118 | B2-T4-MODULE-D | 10 | Vertical
B2-T4-MODULE-D | 11 | B2-T4-MODULE-B23 | B2-T4-MODULE-G11 | PBO-SRO-BPI-11665276-067 | PBO-SRO-BPI-11665276-067 | PBO-SRO-BPI-11665276-012 |  | Rouge | Violet | NOK | OK | 2731 | 2787 |  |  | NOK | [8 empty] | POSITIONS INEXACTES EXCEL ET PM |  | 1: BPE-0086-FT | SRO-BPI-11665276 | NA | 24/06/2024 12:16:02 | NUSER2145 |  | As built | NO | SC-122706985 | PBO-SRO-BPI-11665276-067 |  | Customer | DSP THD_64 | SFR_FTTH_ZMD_Legacy | 1 - 2 - 3 - 4 - 5 - 6 - 7 - 8 IMPASSE CAMBOT 64320 OUSSE |  |  | ID-6443900000LR;ID-6443900000LU;ID-6443900000LQ;ID-6443900000LS;ID-6443900000LT;ID-6443900000LX;ID-6443900000LV;ID-6443900000LW |  | 8 | AUTRES | PB Chambre | GP FTTH | FTTH | HABITATION/HABITATION/HABITATION | TH-A640-9314 | New | Libre | 1 | PBO-SRO-BPI-11665276-067 | 5 | CHAMBRE-FT/HABITATION/HABITATION/HABITATION | BPE-0085A-64439-FT / PBO-SRO-BPI-11665276-086 / OUSSE | Rouge | Violet | 1 | 5 | 001-PM402 / BPE-0118B-FT / LEE | Noir | Turquoise | 10 | 119 | B2-T4-MODULE-D | 11 | Vertical
B2-T4-MODULE-D | 12 | B2-T4-MODULE-B24 | B2-T4-MODULE-G12 | PBO-SRO-BPI-11665276-067 | PBO-SRO-BPI-11665276-067 | PBO-SRO-BPI-11665276-012 |  | Rouge | Blanc | NOK | OK | 2730 | 2787 |  |  | NOK | [8 empty] | POSITIONS INEXACTES EXCEL ET PM |  | 1: BPE-0086-FT | SRO-BPI-11665276 | NA | 24/06/2024 12:16:02 | NUSER2145 |  | As built | NO | SC-122706985 | PBO-SRO-BPI-11665276-067 |  | Customer | DSP THD_64 | SFR_FTTH_ZMD_Legacy | 1 - 2 - 3 - 4 - 5 - 6 - 7 - 8 IMPASSE CAMBOT 64320 OUSSE |  |  | ID-6443900000LR;ID-6443900000LU;ID-6443900000LQ;ID-6443900000LS;ID-6443900000LT;ID-6443900000LX;ID-6443900000LV;ID-6443900000LW |  | 8 | AUTRES | PB Chambre | GP FTTH | FTTH | HABITATION/HABITATION/HABITATION | TH-A640-9325 | New | Libre | 1 | PBO-SRO-BPI-11665276-067 | 6 | CHAMBRE-FT/HABITATION/HABITATION/HABITATION | BPE-0085A-64439-FT / PBO-SRO-BPI-11665276-086 / OUSSE | Rouge | Blanc | 1 | 6 | 001-PM402 / BPE-0118B-FT / LEE | Noir | Rose | 10 | 120 | B2-T4-MODULE-D | 12 | Vertical
B2-T4-MODULE-D | 13 | - | B2-T4-MODULE-H1 | 0 |  |  |  | 0 | 0 | [29 empty] | SRO-BPI-11665276 | NA | [39 empty] | B2-T4-MODULE-D | 13 | Vertical | [27 empty] | Pas de route optique verticale;Type d'utilisation différent du transport; | Info: Verticale; Horizontale; | B2-T4-MODULE-D | OptPatchPanel | 13 | ARM-2215001
B2-T4-MODULE-D | 14 | - | B2-T4-MODULE-H2 | 0 |  |  |  | 0 | 0 | [29 empty] | SRO-BPI-11665276 | NA | [39 empty] | B2-T4-MODULE-D | 14 | Vertical | [27 empty] | Pas de route optique verticale;Type d'utilisation différent du transport; | Info: Verticale; Horizontale; | B2-T4-MODULE-D | OptPatchPanel | 14 | ARM-2215001
B2-T4-MODULE-D | 15 | - | B2-T4-MODULE-H3 | 0 |  |  |  | 0 | 0 | [29 empty] | SRO-BPI-11665276 | NA | [39 empty] | B2-T4-MODULE-D | 15 | Vertical | [27 empty] | Pas de route optique verticale;Type d'utilisation différent du transport; | Info: Verticale; Horizontale; | B2-T4-MODULE-D | OptPatchPanel | 15 | ARM-2215001
B2-T4-MODULE-D | 16 | - | B2-T4-MODULE-H4 | 0 |  |  |  | 0 | 0 | [29 empty] | SRO-BPI-11665276 | NA | [39 empty] | B2-T4-MODULE-D | 16 | Vertical | [27 empty] | Pas de route optique verticale;Type d'utilisation différent du transport; | Info: Verticale; Horizontale; | B2-T4-MODULE-D | OptPatchPanel | 16 | ARM-2215001
B2-T4-MODULE-D | 17 | - | B2-T4-MODULE-H5 | 0 |  |  |  | 0 | 0 | [29 empty] | SRO-BPI-11665276 | NA | [39 empty] | B2-T4-MODULE-D | 17 | Vertical | [27 empty] | Pas de route optique verticale;Type d'utilisation différent du transport; | Info: Verticale; Horizontale; | B2-T4-MODULE-D | OptPatchPanel | 17 | ARM-2215001
B2-T4-MODULE-D | 18 | - | B2-T4-MODULE-H6 | 0 |  |  |  | 0 | 0 | [29 empty] | SRO-BPI-11665276 | NA | [39 empty] | B2-T4-MODULE-D | 18 | Vertical | [27 empty] | Pas de route optique verticale;Type d'utilisation différent du transport; | Info: Verticale; Horizontale; | B2-T4-MODULE-D | OptPatchPanel | 18 | ARM-2215001
B2-T4-MODULE-D | 19 | - | B2-T4-MODULE-H7 | 0 |  |  |  | 0 | 0 | [29 empty] | SRO-BPI-11665276 | NA | [39 empty] | B2-T4-MODULE-D | 19 | Vertical | [27 empty] | Pas de route optique verticale;Type d'utilisation différent du transport; | Info: Verticale; Horizontale; | B2-T4-MODULE-D | OptPatchPanel | 19 | ARM-2215001
B2-T4-MODULE-D | 20 | - | B2-T4-MODULE-H8 | 0 |  |  |  | 0 | 0 | [29 empty] | SRO-BPI-11665276 | NA | [39 empty] | B2-T4-MODULE-D | 20 | Vertical | [27 empty] | Pas de route optique verticale;Type d'utilisation différent du transport; | Info: Verticale; Horizontale; | B2-T4-MODULE-D | OptPatchPanel | 20 | ARM-2215001
B2-T4-MODULE-D | 21 | - | B2-T4-MODULE-H9 | 0 |  |  |  | 0 | 0 | [29 empty] | SRO-BPI-11665276 | NA | [39 empty] | B2-T4-MODULE-D | 21 | Vertical | [27 empty] | Pas de route optique verticale;Type d'utilisation différent du transport; | Info: Verticale; Horizontale; | B2-T4-MODULE-D | OptPatchPanel | 21 | ARM-2215001
B2-T4-MODULE-D | 22 | - | B2-T4-MODULE-H10 | 0 |  |  |  | 0 | 0 | [29 empty] | SRO-BPI-11665276 | NA | [39 empty] | B2-T4-MODULE-D | 22 | Vertical | [27 empty] | Pas de route optique verticale;Type d'utilisation différent du transport; | Info: Verticale; Horizontale; | B2-T4-MODULE-D | OptPatchPanel | 22 | ARM-2215001
B2-T4-MODULE-D | 23 | - | B2-T4-MODULE-H11 | 0 |  |  |  | 0 | 0 | [29 empty] | SRO-BPI-11665276 | NA | [39 empty] | B2-T4-MODULE-D | 23 | Vertical | [27 empty] | Pas de route optique verticale;Type d'utilisation différent du transport; | Info: Verticale; Horizontale; | B2-T4-MODULE-D | OptPatchPanel | 23 | ARM-2215001
B2-T4-MODULE-D | 24 | - | B2-T4-MODULE-H12 | 0 |  |  |  | 0 | 0 | [29 empty] | SRO-BPI-11665276 | NA | [39 empty] | B2-T4-MODULE-D | 24 | Vertical | [27 empty] | Pas de route optique verticale;Type d'utilisation différent du transport; | Info: Verticale; Horizontale; | B2-T4-MODULE-D | OptPatchPanel | 24 | ARM-2215001
B2-T4-MODULE-E | 1 | B2-T4-MODULE-C1 | B2-T4-MODULE-I1 | PBO-SRO-BPI-11665276-067 | PBO-SRO-BPI-11665276-067 | PBO-SRO-BPI-11665276-067 |  | Bleu | Rouge |  | OCCUPE | [27 empty] | SRO-BPI-11665276 | NA | 24/06/2024 12:16:02 | NUSER2145 |  | As built | NO | SC-122706985 | PBO-SRO-BPI-11665276-067 |  | Customer | DSP THD_64 | SFR_FTTH_ZMD_Legacy | 1 - 2 - 3 - 4 - 5 - 6 - 7 - 8 IMPASSE CAMBOT 64320 OUSSE |  |  | ID-6443900000LR;ID-6443900000LU;ID-6443900000LQ;ID-6443900000LS;ID-6443900000LT;ID-6443900000LX;ID-6443900000LV;ID-6443900000LW |  | 8 | AUTRES | PB Chambre | GP FTTH | FTTH | HABITATION/HABITATION/HABITATION | TH-A640-9336 | New | Libre | 1 | PBO-SRO-BPI-11665276-067 | 7 | CHAMBRE-FT/HABITATION/HABITATION/HABITATION | BPE-0085A-64439-FT / PBO-SRO-BPI-11665276-086 / OUSSE | Bleu | Rouge | 2 | 7 | 001-PM402 / BPE-0118B-FT / LEE | Turquoise | Rouge | 11 | 121 | B2-T4-MODULE-E | 1 | Vertical
B2-T4-MODULE-E | 2 | B2-T4-MODULE-C2 | B2-T4-MODULE-I2 | PBO-SRO-BPI-11665276-067 | PBO-SRO-BPI-11665276-067 | PBO-SRO-BPI-11665276-067 |  | Bleu | Bleu |  | OCCUPE | [27 empty] | SRO-BPI-11665276 | NA | 24/06/2024 12:16:02 | NUSER2145 |  | As built | NO | SC-122706985 | PBO-SRO-BPI-11665276-067 |  | Customer | DSP THD_64 | SFR_FTTH_ZMD_Legacy | 1 - 2 - 3 - 4 - 5 - 6 - 7 - 8 IMPASSE CAMBOT 64320 OUSSE |  |  | ID-6443900000LR;ID-6443900000LU;ID-6443900000LQ;ID-6443900000LS;ID-6443900000LT;ID-6443900000LX;ID-6443900000LV;ID-6443900000LW |  | 8 | AUTRES | PB Chambre | GP FTTH | FTTH | HABITATION/HABITATION/HABITATION | TH-A640-9347 | New | Libre | 1 | PBO-SRO-BPI-11665276-067 | 8 | CHAMBRE-FT/HABITATION/HABITATION/HABITATION | BPE-0085A-64439-FT / PBO-SRO-BPI-11665276-086 / OUSSE | Bleu | Bleu | 2 | 8 | 001-PM402 / BPE-0118B-FT / LEE | Turquoise | Bleu | 11 | 122 | B2-T4-MODULE-E | 2 | Vertical
B2-T4-MODULE-E | 3 | B2-T4-MODULE-C3 | B2-T4-MODULE-I3 | PBO-SRO-BPI-11665276-067 | PBO-SRO-BPI-11665276-067 | PBO-SRO-BPI-11665276-067 |  | Bleu | Vert |  | OK |  | 2595 | [25 empty] | SRO-BPI-11665276 | NA | 24/06/2024 12:16:02 | NUSER2145 |  | As built | NO | SC-122706985 | PBO-SRO-BPI-11665276-067 |  | Customer | DSP THD_64 | SFR_FTTH_ZMD_Legacy | 1 - 2 - 3 - 4 - 5 - 6 - 7 - 8 IMPASSE CAMBOT 64320 OUSSE |  |  | ID-6443900000LR;ID-6443900000LU;ID-6443900000LQ;ID-6443900000LS;ID-6443900000LT;ID-6443900000LX;ID-6443900000LV;ID-6443900000LW |  | 8 | AUTRES | PB Chambre | GP FTTH | FTTH | [5 empty] | PBO-SRO-BPI-11665276-067 | 9 | CHAMBRE-FT/HABITATION/HABITATION/HABITATION | BPE-0085A-64439-FT / PBO-SRO-BPI-11665276-086 / OUSSE | Bleu | Vert | 2 | 9 | 001-PM402 / BPE-0118B-FT / LEE | Turquoise | Vert | 11 | 123 | B2-T4-MODULE-E | 3 | Vertical
B2-T4-MODULE-E | 4 | B2-T4-MODULE-C4 | B2-T4-MODULE-I4 | PBO-SRO-BPI-11665276-067 | PBO-SRO-BPI-11665276-067 | PBO-SRO-BPI-11665276-067 |  | Bleu | Jaune |  | OK |  | 2595 | [25 empty] | SRO-BPI-11665276 | NA | 24/06/2024 12:16:02 | NUSER2145 |  | As built | NO | SC-122706985 | PBO-SRO-BPI-11665276-067 |  | Customer | DSP THD_64 | SFR_FTTH_ZMD_Legacy | 1 - 2 - 3 - 4 - 5 - 6 - 7 - 8 IMPASSE CAMBOT 64320 OUSSE |  |  | ID-6443900000LR;ID-6443900000LU;ID-6443900000LQ;ID-6443900000LS;ID-6443900000LT;ID-6443900000LX;ID-6443900000LV;ID-6443900000LW |  | 8 | AUTRES | PB Chambre | GP FTTH | FTTH | [5 empty] | PBO-SRO-BPI-11665276-067 | 10 | CHAMBRE-FT/HABITATION/HABITATION/HABITATION | BPE-0085A-64439-FT / PBO-SRO-BPI-11665276-086 / OUSSE | Bleu | Jaune | 2 | 10 | 001-PM402 / BPE-0118B-FT / LEE | Turquoise | Jaune | 11 | 124 | B2-T4-MODULE-E | 4 | Vertical
B2-T4-MODULE-E | 5 | B2-T4-MODULE-C5 | B2-T4-MODULE-I5 | PBO-SRO-BPI-11665276-067 | PBO-SRO-BPI-11665276-067 | PBO-SRO-BPI-11665276-067 |  | Bleu | Violet |  | OK |  | 2595 | [25 empty] | SRO-BPI-11665276 | NA | 24/06/2024 12:16:02 | NUSER2145 |  | As built | NO | SC-122706985 | PBO-SRO-BPI-11665276-067 |  | Customer | DSP THD_64 | SFR_FTTH_ZMD_Legacy | 1 - 2 - 3 - 4 - 5 - 6 - 7 - 8 IMPASSE CAMBOT 64320 OUSSE |  |  | ID-6443900000LR;ID-6443900000LU;ID-6443900000LQ;ID-6443900000LS;ID-6443900000LT;ID-6443900000LX;ID-6443900000LV;ID-6443900000LW |  | 8 | AUTRES | PB Chambre | GP FTTH | FTTH | [5 empty] | PBO-SRO-BPI-11665276-067 | 11 | CHAMBRE-FT/HABITATION/HABITATION/HABITATION | BPE-0085A-64439-FT / PBO-SRO-BPI-11665276-086 / OUSSE | Bleu | Violet | 2 | 11 | 001-PM402 / BPE-0118B-FT / LEE | Turquoise | Violet | 11 | 125 | B2-T4-MODULE-E | 5 | Vertical
B2-T4-MODULE-E | 6 | B2-T4-MODULE-C6 | B2-T4-MODULE-I6 | PBO-SRO-BPI-11665276-067 | PBO-SRO-BPI-11665276-067 | PBO-SRO-BPI-11665276-067 |  | Bleu | Blanc |  | OK |  | 2595 | [25 empty] | SRO-BPI-11665276 | NA | 24/06/2024 12:16:02 | NUSER2145 |  | As built | NO | SC-122706985 | PBO-SRO-BPI-11665276-067 |  | Customer | DSP THD_64 | SFR_FTTH_ZMD_Legacy | 1 - 2 - 3 - 4 - 5 - 6 - 7 - 8 IMPASSE CAMBOT 64320 OUSSE |  |  | ID-6443900000LR;ID-6443900000LU;ID-6443900000LQ;ID-6443900000LS;ID-6443900000LT;ID-6443900000LX;ID-6443900000LV;ID-6443900000LW |  | 8 | AUTRES | PB Chambre | GP FTTH | FTTH | [5 empty] | PBO-SRO-BPI-11665276-067 | 12 | CHAMBRE-FT/HABITATION/HABITATION/HABITATION | BPE-0085A-64439-FT / PBO-SRO-BPI-11665276-086 / OUSSE | Bleu | Blanc | 2 | 12 | 001-PM402 / BPE-0118B-FT / LEE | Turquoise | Blanc | 11 | 126 | B2-T4-MODULE-E | 6 | Vertical
B2-T4-MODULE-E | 7 | B2-T4-MODULE-C7 | B2-T4-MODULE-I7 | PBO-SRO-BPI-11665276-022 | PBO-SRO-BPI-11665276-022 | PBO-SRO-BPI-11665276-067 |  | Rouge | Rouge |  | OK |  | 2595 | [25 empty] | SRO-BPI-11665276 | NA | 24/06/2024 12:23:14 | NUSER2145 |  | As built |  | SC-118540145 | PBO-SRO-BPI-11665276-022 | 402-PBO022 | Customer | DSP THD_64 | SFR_FTTH_ZMD_Legacy | 2 - 4 - 6 - 8 RUE DOU BARTHOUIL 64320 OUSSE |  |  | ID-6443900000BR;ID-6443900000C3;ID-6443900000C9;ID-6443900000BW |  | 4 | AUTRES | PB Chambre | GP FTTH | FTTH | HABITATION/HABITATION/HABITATION | TH-5110-5087 | As built | Mutualise | 1 | PBO-SRO-BPI-11665276-022 | 1 | CHAMBRE-FT/HABITATION/HABITATION/HABITATION | BPE-0085A-64439-FT / PBO-SRO-BPI-11665276-022 / OUSSE | Rouge | Rouge | 1 | 1 | 001-PM402 / BPE-0118B-FT / LEE | Turquoise | Orange | 11 | 127 | B2-T4-MODULE-E | 7 | Vertical
B2-T4-MODULE-E | 8 | B2-T4-MODULE-C8 | B2-T4-MODULE-I8 | PBO-SRO-BPI-11665276-022 | PBO-SRO-BPI-11665276-022 | PBO-SRO-BPI-11665276-067 |  | Rouge | Bleu |  | OK |  | 2595 | [25 empty] | SRO-BPI-11665276 | NA | 24/06/2024 12:23:14 | NUSER2145 |  | As built |  | SC-118540145 | PBO-SRO-BPI-11665276-022 | 402-PBO022 | Customer | DSP THD_64 | SFR_FTTH_ZMD_Legacy | 2 - 4 - 6 - 8 RUE DOU BARTHOUIL 64320 OUSSE |  |  | ID-6443900000BR;ID-6443900000C3;ID-6443900000C9;ID-6443900000BW |  | 4 | AUTRES | PB Chambre | GP FTTH | FTTH | HABITATION/HABITATION/HABITATION | TH-5110-5098 | Proposed | Reserve | 1 | PBO-SRO-BPI-11665276-022 | 2 | CHAMBRE-FT/HABITATION/HABITATION/HABITATION | BPE-0085A-64439-FT / PBO-SRO-BPI-11665276-022 / OUSSE | Rouge | Bleu | 1 | 2 | 001-PM402 / BPE-0118B-FT / LEE | Turquoise | Gris | 11 | 128 | B2-T4-MODULE-E | 8 | Vertical
B2-T4-MODULE-E | 9 | B2-T4-MODULE-C9 | B2-T4-MODULE-I9 | PBO-SRO-BPI-11665276-022 | PBO-SRO-BPI-11665276-022 | PBO-SRO-BPI-11665276-067 |  | Rouge | Vert |  | OK |  | 2595 | [25 empty] | SRO-BPI-11665276 | NA | 24/06/2024 12:23:14 | NUSER2145 |  | As built |  | SC-118540145 | PBO-SRO-BPI-11665276-022 | 402-PBO022 | Customer | DSP THD_64 | SFR_FTTH_ZMD_Legacy | 2 - 4 - 6 - 8 RUE DOU BARTHOUIL 64320 OUSSE |  |  | ID-6443900000BR;ID-6443900000C3;ID-6443900000C9;ID-6443900000BW |  | 4 | AUTRES | PB Chambre | GP FTTH | FTTH | HABITATION/HABITATION/HABITATION | TH-5110-5109 | New | Libre | 1 | PBO-SRO-BPI-11665276-022 | 3 | CHAMBRE-FT/HABITATION/HABITATION/HABITATION | BPE-0085A-64439-FT / PBO-SRO-BPI-11665276-022 / OUSSE | Rouge | Vert | 1 | 3 | 001-PM402 / BPE-0118B-FT / LEE | Turquoise | Marron | 11 | 129 | B2-T4-MODULE-E | 9 | Vertical
B2-T4-MODULE-E | 10 | B2-T4-MODULE-C10 | B2-T4-MODULE-I10 | PBO-SRO-BPI-11665276-022 | PBO-SRO-BPI-11665276-022 | PBO-SRO-BPI-11665276-067 |  | Rouge | Jaune |  | OK |  | 2595 | [25 empty] | SRO-BPI-11665276 | NA | 24/06/2024 12:23:14 | NUSER2145 |  | As built |  | SC-118540145 | PBO-SRO-BPI-11665276-022 | 402-PBO022 | Customer | DSP THD_64 | SFR_FTTH_ZMD_Legacy | 2 - 4 - 6 - 8 RUE DOU BARTHOUIL 64320 OUSSE |  |  | ID-6443900000BR;ID-6443900000C3;ID-6443900000C9;ID-6443900000BW |  | 4 | AUTRES | PB Chambre | GP FTTH | FTTH | HABITATION/HABITATION/HABITATION | TH-5110-5120 | New | Libre | 1 | PBO-SRO-BPI-11665276-022 | 4 | CHAMBRE-FT/HABITATION/HABITATION/HABITATION | BPE-0085A-64439-FT / PBO-SRO-BPI-11665276-022 / OUSSE | Rouge | Jaune | 1 | 4 | 001-PM402 / BPE-0118B-FT / LEE | Turquoise | Noir | 11 | 130 | B2-T4-MODULE-E | 10 | Vertical
B2-T4-MODULE-E | 11 | B2-T4-MODULE-C11 | B2-T4-MODULE-I11 | PBO-SRO-BPI-11665276-022 | PBO-SRO-BPI-11665276-022 | PBO-SRO-BPI-11665276-067 |  | Rouge | Violet |  | OK |  | 2595 | [25 empty] | SRO-BPI-11665276 | NA | 24/06/2024 12:23:14 | NUSER2145 |  | As built |  | SC-118540145 | PBO-SRO-BPI-11665276-022 | 402-PBO022 | Customer | DSP THD_64 | SFR_FTTH_ZMD_Legacy | 2 - 4 - 6 - 8 RUE DOU BARTHOUIL 64320 OUSSE |  |  | ID-6443900000BR;ID-6443900000C3;ID-6443900000C9;ID-6443900000BW |  | 4 | AUTRES | PB Chambre | GP FTTH | FTTH | [5 empty] | PBO-SRO-BPI-11665276-022 | 5 | CHAMBRE-FT/HABITATION/HABITATION/HABITATION | BPE-0085A-64439-FT / PBO-SRO-BPI-11665276-022 / OUSSE | Rouge | Violet | 1 | 5 | 001-PM402 / BPE-0118B-FT / LEE | Turquoise | Turquoise | 11 | 131 | B2-T4-MODULE-E | 11 | Vertical
B2-T4-MODULE-E | 12 | B2-T4-MODULE-C12 | B2-T4-MODULE-I12 | PBO-SRO-BPI-11665276-022 | PBO-SRO-BPI-11665276-022 | PBO-SRO-BPI-11665276-067 |  | Rouge | Blanc |  | OCCUPE | [27 empty] | SRO-BPI-11665276 | NA | 24/06/2024 12:23:14 | NUSER2145 |  | As built |  | SC-118540145 | PBO-SRO-BPI-11665276-022 | 402-PBO022 | Customer | DSP THD_64 | SFR_FTTH_ZMD_Legacy | 2 - 4 - 6 - 8 RUE DOU BARTHOUIL 64320 OUSSE |  |  | ID-6443900000BR;ID-6443900000C3;ID-6443900000C9;ID-6443900000BW |  | 4 | AUTRES | PB Chambre | GP FTTH | FTTH | [5 empty] | PBO-SRO-BPI-11665276-022 | 6 | CHAMBRE-FT/HABITATION/HABITATION/HABITATION | BPE-0085A-64439-FT / PBO-SRO-BPI-11665276-022 / OUSSE | Rouge | Blanc | 1 | 6 | 001-PM402 / BPE-0118B-FT / LEE | Turquoise | Rose | 11 | 132 | B2-T4-MODULE-E | 12 | Vertical
B2-T4-MODULE-E | 13 | - | B2-T4-MODULE-J1 | 0 |  | PBO-SRO-BPI-11665276-063 |  | 0 | ROUGE |  | OCCUPE | [27 empty] | SRO-BPI-11665276 | NA | [39 empty] | B2-T4-MODULE-E | 13 | Vertical | [27 empty] | Pas de route optique verticale;Type d'utilisation différent du transport; | Info: Verticale; Horizontale; | B2-T4-MODULE-E | OptPatchPanel | 13 | ARM-2215001
B2-T4-MODULE-E | 14 | - | B2-T4-MODULE-J2 | 0 |  | PBO-SRO-BPI-11665276-063 |  | 0 | bleu |  | OK |  | 1362 | [25 empty] | SRO-BPI-11665276 | NA | [39 empty] | B2-T4-MODULE-E | 14 | Vertical | [27 empty] | Pas de route optique verticale;Type d'utilisation différent du transport; | Info: Verticale; Horizontale; | B2-T4-MODULE-E | OptPatchPanel | 14 | ARM-2215001
B2-T4-MODULE-E | 15 | - | B2-T4-MODULE-J3 | 0 |  | PBO-SRO-BPI-11665276-063 |  | 0 | vert |  | OK |  | 1362 | [25 empty] | SRO-BPI-11665276 | NA | [39 empty] | B2-T4-MODULE-E | 15 | Vertical | [27 empty] | Pas de route optique verticale;Type d'utilisation différent du transport; | Info: Verticale; Horizontale; | B2-T4-MODULE-E | OptPatchPanel | 15 | ARM-2215001
B2-T4-MODULE-E | 16 | - | B2-T4-MODULE-J4 | 0 |  | PBO-SRO-BPI-11665276-063 |  | 0 | jaune |  | OK |  | 1362 | [25 empty] | SRO-BPI-11665276 | NA | [39 empty] | B2-T4-MODULE-E | 16 | Vertical | [27 empty] | Pas de route optique verticale;Type d'utilisation différent du transport; | Info: Verticale; Horizontale; | B2-T4-MODULE-E | OptPatchPanel | 16 | ARM-2215001
B2-T4-MODULE-E | 17 | - | B2-T4-MODULE-J5 | 0 |  | PBO-SRO-BPI-11665276-063 |  | 0 | violet |  | OK |  | 1362 | [25 empty] | SRO-BPI-11665276 | NA | [39 empty] | B2-T4-MODULE-E | 17 | Vertical | [27 empty] | Pas de route optique verticale;Type d'utilisation différent du transport; | Info: Verticale; Horizontale; | B2-T4-MODULE-E | OptPatchPanel | 17 | ARM-2215001
B2-T4-MODULE-E | 18 | - | B2-T4-MODULE-J6 | 0 |  | PBO-SRO-BPI-11665276-063 |  | 0 | Blanc |  | OK |  | 1362 | [25 empty] | SRO-BPI-11665276 | NA | [39 empty] | B2-T4-MODULE-E | 18 | Vertical | [27 empty] | Pas de route optique verticale;Type d'utilisation différent du transport; | Info: Verticale; Horizontale; | B2-T4-MODULE-E | OptPatchPanel | 18 | ARM-2215001
B2-T4-MODULE-E | 19 | - | B2-T4-MODULE-J7 | 0 |  |  |  | 0 | [30 empty] | SRO-BPI-11665276 | NA | [39 empty] | B2-T4-MODULE-E | 19 | Vertical | [27 empty] | Pas de route optique verticale;Type d'utilisation différent du transport; | Info: Verticale; Horizontale; | B2-T4-MODULE-E | OptPatchPanel | 19 | ARM-2215001
B2-T4-MODULE-E | 20 | - | B2-T4-MODULE-J8 | 0 |  |  |  | 0 | 0 | [29 empty] | SRO-BPI-11665276 | NA | [39 empty] | B2-T4-MODULE-E | 20 | Vertical | [27 empty] | Pas de route optique verticale;Type d'utilisation différent du transport; | Info: Verticale; Horizontale; | B2-T4-MODULE-E | OptPatchPanel | 20 | ARM-2215001
B2-T4-MODULE-E | 21 | - | B2-T4-MODULE-J9 | 0 |  |  |  | 0 | 0 | [29 empty] | SRO-BPI-11665276 | NA | [39 empty] | B2-T4-MODULE-E | 21 | Vertical | [27 empty] | Pas de route optique verticale;Type d'utilisation différent du transport; | Info: Verticale; Horizontale; | B2-T4-MODULE-E | OptPatchPanel | 21 | ARM-2215001
B2-T4-MODULE-E | 22 | - | B2-T4-MODULE-J10 | 0 |  |  |  | 0 | 0 | [29 empty] | SRO-BPI-11665276 | NA | [39 empty] | B2-T4-MODULE-E | 22 | Vertical | [27 empty] | Pas de route optique verticale;Type d'utilisation différent du transport; | Info: Verticale; Horizontale; | B2-T4-MODULE-E | OptPatchPanel | 22 | ARM-2215001
B2-T4-MODULE-E | 23 | - | B2-T4-MODULE-J11 | 0 |  |  |  | 0 | 0 | [29 empty] | SRO-BPI-11665276 | NA | [39 empty] | B2-T4-MODULE-E | 23 | Vertical | [27 empty] | Pas de route optique verticale;Type d'utilisation différent du transport; | Info: Verticale; Horizontale; | B2-T4-MODULE-E | OptPatchPanel | 23 | ARM-2215001
B2-T4-MODULE-E | 24 | - | B2-T4-MODULE-J12 | 0 |  |  |  | 0 | 0 | [29 empty] | SRO-BPI-11665276 | NA | [39 empty] | B2-T4-MODULE-E | 24 | Vertical | [27 empty] | Pas de route optique verticale;Type d'utilisation différent du transport; | Info: Verticale; Horizontale; | B2-T4-MODULE-E | OptPatchPanel | 24 | ARM-2215001
B2-T4-MODULE-F | 1 | B2-T4-MODULE-C13 | B2-T4-MODULE-K1 | 0 |  |  |  | 0 | 0 | [29 empty] | SRO-BPI-11665276 | NA | [39 empty] | B2-T4-MODULE-F | 1 | Vertical | [27 empty] | Pas de route optique verticale;Type d'utilisation différent du transport; | Info: Verticale; Horizontale; | B2-T4-MODULE-F | OptPatchPanel | 1 | ARM-2215001
B2-T4-MODULE-F | 2 | B2-T4-MODULE-C14 | B2-T4-MODULE-K2 | 0 |  |  |  | 0 | 0 | [29 empty] | SRO-BPI-11665276 | NA | [39 empty] | B2-T4-MODULE-F | 2 | Vertical | [27 empty] | Pas de route optique verticale;Type d'utilisation différent du transport; | Info: Verticale; Horizontale; | B2-T4-MODULE-F | OptPatchPanel | 2 | ARM-2215001
B2-T4-MODULE-F | 3 | B2-T4-MODULE-C15 | B2-T4-MODULE-K3 | 0 |  |  |  | 0 | 0 | [29 empty] | SRO-BPI-11665276 | NA | [39 empty] | B2-T4-MODULE-F | 3 | Vertical | [27 empty] | Pas de route optique verticale;Type d'utilisation différent du transport; | Info: Verticale; Horizontale; | B2-T4-MODULE-F | OptPatchPanel | 3 | ARM-2215001
B2-T4-MODULE-F | 4 | B2-T4-MODULE-C16 | B2-T4-MODULE-K4 | 0 |  |  |  | 0 | 0 | [29 empty] | SRO-BPI-11665276 | NA | [39 empty] | B2-T4-MODULE-F | 4 | Vertical | [27 empty] | Pas de route optique verticale;Type d'utilisation différent du transport; | Info: Verticale; Horizontale; | B2-T4-MODULE-F | OptPatchPanel | 4 | ARM-2215001
B2-T4-MODULE-F | 5 | B2-T4-MODULE-C17 | B2-T4-MODULE-K5 | 0 |  |  |  | 0 | 0 | [29 empty] | SRO-BPI-11665276 | NA | [39 empty] | B2-T4-MODULE-F | 5 | Vertical | [27 empty] | Pas de route optique verticale;Type d'utilisation différent du transport; | Info: Verticale; Horizontale; | B2-T4-MODULE-F | OptPatchPanel | 5 | ARM-2215001
B2-T4-MODULE-F | 6 | B2-T4-MODULE-C18 | B2-T4-MODULE-K6 | 0 |  |  |  | 0 | 0 | [29 empty] | SRO-BPI-11665276 | NA | [39 empty] | B2-T4-MODULE-F | 6 | Vertical | [27 empty] | Pas de route optique verticale;Type d'utilisation différent du transport; | Info: Verticale; Horizontale; | B2-T4-MODULE-F | OptPatchPanel | 6 | ARM-2215001
B2-T4-MODULE-F | 7 | B2-T4-MODULE-C19 | B2-T4-MODULE-K7 | 0 |  |  |  | 0 | 0 | [29 empty] | SRO-BPI-11665276 | NA | [39 empty] | B2-T4-MODULE-F | 7 | Vertical | [27 empty] | Pas de route optique verticale;Type d'utilisation différent du transport; | Info: Verticale; Horizontale; | B2-T4-MODULE-F | OptPatchPanel | 7 | ARM-2215001
B2-T4-MODULE-F | 8 | B2-T4-MODULE-C20 | B2-T4-MODULE-K8 | 0 |  |  |  | 0 | 0 | [29 empty] | SRO-BPI-11665276 | NA | [39 empty] | B2-T4-MODULE-F | 8 | Vertical | [27 empty] | Pas de route optique verticale;Type d'utilisation différent du transport; | Info: Verticale; Horizontale; | B2-T4-MODULE-F | OptPatchPanel | 8 | ARM-2215001
B2-T4-MODULE-F | 9 | B2-T4-MODULE-C21 | B2-T4-MODULE-K9 | 0 |  |  |  | 0 | 0 | [29 empty] | SRO-BPI-11665276 | NA | [39 empty] | B2-T4-MODULE-F | 9 | Vertical | [27 empty] | Pas de route optique verticale;Type d'utilisation différent du transport; | Info: Verticale; Horizontale; | B2-T4-MODULE-F | OptPatchPanel | 9 | ARM-2215001
B2-T4-MODULE-F | 10 | B2-T4-MODULE-C22 | B2-T4-MODULE-K10 | 0 |  |  |  | 0 | 0 | [29 empty] | SRO-BPI-11665276 | NA | [39 empty] | B2-T4-MODULE-F | 10 | Vertical | [27 empty] | Pas de route optique verticale;Type d'utilisation différent du transport; | Info: Verticale; Horizontale; | B2-T4-MODULE-F | OptPatchPanel | 10 | ARM-2215001
B2-T4-MODULE-F | 11 | B2-T4-MODULE-C23 | B2-T4-MODULE-K11 | 0 |  |  |  | 0 | 0 | [29 empty] | SRO-BPI-11665276 | NA | [39 empty] | B2-T4-MODULE-F | 11 | Vertical | [27 empty] | Pas de route optique verticale;Type d'utilisation différent du transport; | Info: Verticale; Horizontale; | B2-T4-MODULE-F | OptPatchPanel | 11 | ARM-2215001
B2-T4-MODULE-F | 12 | B2-T4-MODULE-C24 | B2-T4-MODULE-K12 | 0 |  |  |  | 0 | 0 | [29 empty] | SRO-BPI-11665276 | NA | [39 empty] | B2-T4-MODULE-F | 12 | Vertical | [27 empty] | Pas de route optique verticale;Type d'utilisation différent du transport; | Info: Verticale; Horizontale; | B2-T4-MODULE-F | OptPatchPanel | 12 | ARM-2215001
B2-T4-MODULE-F | 13 | - | B2-T4-MODULE-L1 | 0 | PBO-SRO-BPI-11665276-052 | PBO-SRO-BPI-11665276-052 |  | 0 | 0 | [29 empty] | SRO-BPI-11665276 | NA | [39 empty] | B2-T4-MODULE-F | 13 | Vertical | [27 empty] | Pas de route optique verticale;Type d'utilisation différent du transport; | Info: Verticale; Horizontale; | B2-T4-MODULE-F | OptPatchPanel | 13 | ARM-2215001
B2-T4-MODULE-F | 14 | - | B2-T4-MODULE-L2 | 0 | PBO-SRO-BPI-11665276-052 | PBO-SRO-BPI-11665276-052 |  | 0 | 0 | [29 empty] | SRO-BPI-11665276 | NA | [39 empty] | B2-T4-MODULE-F | 14 | Vertical | [27 empty] | Pas de route optique verticale;Type d'utilisation différent du transport; | Info: Verticale; Horizontale; | B2-T4-MODULE-F | OptPatchPanel | 14 | ARM-2215001
B2-T4-MODULE-F | 15 | - | B2-T4-MODULE-L3 | 0 | PBO-SRO-BPI-11665276-052 | PBO-SRO-BPI-11665276-052 |  | 0 | 0 | [29 empty] | SRO-BPI-11665276 | NA | [39 empty] | B2-T4-MODULE-F | 15 | Vertical | [27 empty] | Pas de route optique verticale;Type d'utilisation différent du transport; | Info: Verticale; Horizontale; | B2-T4-MODULE-F | OptPatchPanel | 15 | ARM-2215001
B2-T4-MODULE-F | 16 | - | B2-T4-MODULE-L4 | 0 | PBO-SRO-BPI-11665276-052 | PBO-SRO-BPI-11665276-052 |  | 0 | 0 | [29 empty] | SRO-BPI-11665276 | NA | [39 empty] | B2-T4-MODULE-F | 16 | Vertical | [27 empty] | Pas de route optique verticale;Type d'utilisation différent du transport; | Info: Verticale; Horizontale; | B2-T4-MODULE-F | OptPatchPanel | 16 | ARM-2215001
B2-T4-MODULE-F | 17 | - | B2-T4-MODULE-L5 | 0 | PBO-SRO-BPI-11665276-052 | PBO-SRO-BPI-11665276-052 |  | 0 | 0 | [29 empty] | SRO-BPI-11665276 | NA | [39 empty] | B2-T4-MODULE-F | 17 | Vertical | [27 empty] | Pas de route optique verticale;Type d'utilisation différent du transport; | Info: Verticale; Horizontale; | B2-T4-MODULE-F | OptPatchPanel | 17 | ARM-2215001
B2-T4-MODULE-F | 18 | - | B2-T4-MODULE-L6 | 0 | PBO-SRO-BPI-11665276-052 | PBO-SRO-BPI-11665276-052 |  | 0 | 0 | [29 empty] | SRO-BPI-11665276 | NA | [39 empty] | B2-T4-MODULE-F | 18 | Vertical | [27 empty] | Pas de route optique verticale;Type d'utilisation différent du transport; | Info: Verticale; Horizontale; | B2-T4-MODULE-F | OptPatchPanel | 18 | ARM-2215001
B2-T4-MODULE-F | 19 | - | B2-T4-MODULE-L7 | 0 | PBO-SRO-BPI-11665276-051 | PBO-SRO-BPI-11665276-051 |  | 0 | 0 | [29 empty] | SRO-BPI-11665276 | NA | [39 empty] | B2-T4-MODULE-F | 19 | Vertical | [27 empty] | Pas de route optique verticale;Type d'utilisation différent du transport; | Info: Verticale; Horizontale; | B2-T4-MODULE-F | OptPatchPanel | 19 | ARM-2215001
B2-T4-MODULE-F | 20 | - | B2-T4-MODULE-L8 | 0 | PBO-SRO-BPI-11665276-051 | PBO-SRO-BPI-11665276-051 |  | 0 | 0 | [29 empty] | SRO-BPI-11665276 | NA | [39 empty] | B2-T4-MODULE-F | 20 | Vertical | [27 empty] | Pas de route optique verticale;Type d'utilisation différent du transport; | Info: Verticale; Horizontale; | B2-T4-MODULE-F | OptPatchPanel | 20 | ARM-2215001
B2-T4-MODULE-F | 21 | - | B2-T4-MODULE-L9 | 0 | PBO-SRO-BPI-11665276-051 | PBO-SRO-BPI-11665276-051 |  | 0 | 0 | [29 empty] | SRO-BPI-11665276 | NA | [39 empty] | B2-T4-MODULE-F | 21 | Vertical | [27 empty] | Pas de route optique verticale;Type d'utilisation différent du transport; | Info: Verticale; Horizontale; | B2-T4-MODULE-F | OptPatchPanel | 21 | ARM-2215001
B2-T4-MODULE-F | 22 | - | B2-T4-MODULE-L10 | 0 | PBO-SRO-BPI-11665276-051 | PBO-SRO-BPI-11665276-051 |  | 0 | 0 | [29 empty] | SRO-BPI-11665276 | NA | [39 empty] | B2-T4-MODULE-F | 22 | Vertical | [27 empty] | Pas de route optique verticale;Type d'utilisation différent du transport; | Info: Verticale; Horizontale; | B2-T4-MODULE-F | OptPatchPanel | 22 | ARM-2215001
B2-T4-MODULE-F | 23 | - | B2-T4-MODULE-L11 | 0 | PBO-SRO-BPI-11665276-051 | PBO-SRO-BPI-11665276-051 |  | 0 | 0 | [29 empty] | SRO-BPI-11665276 | NA | [39 empty] | B2-T4-MODULE-F | 23 | Vertical | [27 empty] | Pas de route optique verticale;Type d'utilisation différent du transport; | Info: Verticale; Horizontale; | B2-T4-MODULE-F | OptPatchPanel | 23 | ARM-2215001
B2-T4-MODULE-F | 24 | - | B2-T4-MODULE-L12 | 0 | PBO-SRO-BPI-11665276-051 | PBO-SRO-BPI-11665276-051 |  | 0 | 0 | [29 empty] | SRO-BPI-11665276 | NA | [39 empty] | B2-T4-MODULE-F | 24 | Vertical | [27 empty] | Pas de route optique verticale;Type d'utilisation différent du transport; | Info: Verticale; Horizontale; | B2-T4-MODULE-F | OptPatchPanel | 24 | ARM-2215001
0 | 0 | - | - | 0 |  |  |  | 0 | 0
0 | 0 | - | - | 0 |  |  |  | 0 | 0
0 | 0 | - | - | 0 |  |  |  | 0 | 0
0 | 0 | - | - | 0 |  |  |  | 0 | 0
0 | 0 | - | - | 0 |  |  |  | 0 | 0
0 | 0 | - | - | 0 |  |  |  | 0 | 0
0 | 0 | - | - | 0 |  |  |  | 0 | 0
0 | 0 | - | - | 0 |  |  |  | 0 | 0
0 | 0 | - | - | 0 |  |  |  | 0 | 0
0 | 0 | - | - | 0 |  |  |  | 0 | 0
0 | 0 | - | - | 0 |  |  |  | 0 | 0
0 | 0 | - | - | 0 |  |  |  | 0 | 0
0 | 0 | - | - | 0 |  |  |  | 0 | 0
0 | 0 | - | - | 0 |  |  |  | 0 | 0
0 | 0 | - | - | 0 |  |  |  | 0 | 0
0 | 0 | - | - | 0 |  |  |  | 0 | 0
0 | 0 | - | - | 0 |  |  |  | 0 | 0
0 | 0 | - | - | 0 |  |  |  | 0 | 0
0 | 0 | - | - | 0 |  |  |  | 0 | 0
0 | 0 | - | - | 0 |  |  |  | 0 | 0
0 | 0 | - | - | 0 |  |  |  | 0 | 0
0 | 0 | - | - | 0 |  |  |  | 0 | 0
0 | 0 | - | - | 0 |  |  |  | 0 | 0
0 | 0 | - | - | 0 |  |  |  | 0 | 0
0 | 0 | - | - | 0 |  |  |  | 0 | 0
0 | 0 | - | - | 0 |  |  |  | 0 | 0
0 | 0 | - | - | 0 |  |  |  | 0 | 0
0 | 0 | - | - | 0 |  |  |  | 0 | 0
0 | 0 | - | - | 0 |  |  |  | 0 | 0
0 | 0 | - | - | 0 |  |  |  | 0 | 0
0 | 0 | - | - | 0 |  |  |  | 0 | 0
0 | 0 | - | - | 0 |  |  |  | 0 | 0
0 | 0 | - | - | 0 |  |  |  | 0 | 0
0 | 0 | - | - | 0 |  |  |  | 0 | 0
0 | 0 | - | - | 0 |  |  |  | 0 | 0
0 | 0 | - | - | 0 |  |  |  | 0 | 0
0 | 0 | - | - | 0 |  |  |  | 0 | 0
0 | 0 | - | - | 0 |  |  |  | 0 | 0
0 | 0 | - | - | 0 |  |  |  | 0 | 0
0 | 0 | - | - | 0 |  |  |  | 0 | 0
0 | 0 | - | - | 0 |  |  |  | 0 | 0
0 | 0 | - | - | 0 |  |  |  | 0 | 0
0 | 0 | - | - | 0 |  |  |  | 0 | 0
0 | 0 | - | - | 0 |  |  |  | 0 | 0
0 | 0 | - | - | 0 |  |  |  | 0 | 0
0 | 0 | - | - | 0 |  |  |  | 0 | 0
0 | 0 | - | - | 0 |  |  |  | 0 | 0
0 | 0 | - | - | 0 |  |  |  | 0 | 0
0 | 0 | - | - | 0 |  |  |  | 0 | 0
0 | 0 | - | - | 0 |  |  |  | 0 | 0
0 | 0 | - | - | 0 |  |  |  | 0 | 0
0 | 0 | - | - | 0 |  |  |  | 0 | 0
0 | 0 | - | - | 0 |  |  |  | 0 | 0
0 | 0 | - | - | 0 |  |  |  | 0 | 0
0 | 0 | - | - | 0 |  |  |  | 0 | 0
0 | 0 | - | - | 0 |  |  |  | 0 | 0
0 | 0 | - | - | 0 |  |  |  | 0 | 0
0 | 0 | - | - | 0 |  |  |  | 0 | 0
0 | 0 | - | - | 0 |  |  |  | 0 | 0
0 | 0 | - | - | 0 |  |  |  | 0 | 0
0 | 0 | - | - | 0 |  |  |  | 0 | 0
0 | 0 | - | - | 0 |  |  |  | 0 | 0
0 | 0 | - | - | 0 |  |  |  | 0 | 0
0 | 0 | - | - | 0 |  |  |  | 0 | 0
0 | 0 | - | - | 0 |  |  |  | 0 | 0
0 | 0 | - | - | 0 |  |  |  | 0 | 0
0 | 0 | - | - | 0 |  |  |  | 0 | 0
0 | 0 | - | - | 0 |  |  |  | 0 | 0
0 | 0 | - | - | 0 |  |  |  | 0 | 0
0 | 0 | - | - | 0 |  |  |  | 0 | 0
0 | 0 | - | - | 0 |  |  |  | 0 | 0
0 | 0 | - | - | 0 |  |  |  | 0 | 0
0 | 0 | - | - | 0 |  |  |  | 0 | 0
0 | 0 | - | - | 0 |  |  |  | 0 | 0
0 | 0 | - | - | 0 |  |  |  | 0 | 0
0 | 0 | - | - | 0 |  |  |  | 0 | 0
0 | 0 | - | - | 0 |  |  |  | 0 | 0
0 | 0 | - | - | 0 |  |  |  | 0 | 0
0 | 0 | - | - | 0 |  |  |  | 0 | 0
0 | 0 | - | - | 0 |  |  |  | 0 | 0
0 | 0 | - | - | 0 |  |  |  | 0 | 0
0 | 0 | - | - | 0 |  |  |  | 0 | 0
0 | 0 | - | - | 0 |  |  |  | 0 | 0
0 | 0 | - | - | 0 |  |  |  | 0 | 0
0 | 0 | - | - | 0 |  |  |  | 0 | 0
0 | 0 | - | - | 0 |  |  |  | 0 | 0
0 | 0 | - | - | 0 |  |  |  | 0 | 0
0 | 0 | - | - | 0 |  |  |  | 0 | 0
0 | 0 | - | - | 0 |  |  |  | 0 | 0
0 | 0 | - | - | 0 |  |  |  | 0 | 0
0 | 0 | - | - | 0 |  |  |  | 0 | 0
0 | 0 | - | - | 0 |  |  |  | 0 | 0
0 | 0 | - | - | 0 |  |  |  | 0 | 0
0 | 0 | - | - | 0 |  |  |  | 0 | 0
0 | 0 | - | - | 0 |  |  |  | 0 | 0
0 | 0 | - | - | 0 |  |  |  | 0 | 0
0 | 0 | - | - | 0 |  |  |  | 0 | 0
0 | 0 | - | - | 0 |  |  |  | 0 | 0
0 | 0 | - | - | 0 |  |  |  | 0 | 0
0 | 0 | - | - | 0 |  |  |  | 0 | 0
0 | 0 | - | - | 0 |  |  |  | 0 | 0
0 | 0 | - | - | 0 |  |  |  | 0 | 0
0 | 0 | - | - | 0 |  |  |  | 0 | 0
0 | 0 | - | - | 0 |  |  |  | 0 | 0
0 | 0 | - | - | 0 |  |  |  | 0 | 0
0 | 0 | - | - | 0 |  |  |  | 0 | 0
0 | 0 | - | - | 0 |  |  |  | 0 | 0
0 | 0 | - | - | 0 |  |  |  | 0 | 0
0 | 0 | - | - | 0 |  |  |  | 0 | 0
0 | 0 | - | - | 0 |  |  |  | 0 | 0
0 | 0 | - | - | 0 |  |  |  | 0 | 0
0 | 0 | - | - | 0 |  |  |  | 0 | 0
0 | 0 | - | - | 0 |  |  |  | 0 | 0
0 | 0 | - | - | 0 |  |  |  | 0 | 0
0 | 0 | - | - | 0 |  |  |  | 0 | 0
0 | 0 | - | - | 0 |  |  |  | 0 | 0
0 | 0 | - | - | 0 |  |  |  | 0 | 0
0 | 0 | - | - | 0 |  |  |  | 0 | 0
0 | 0 | - | - | 0 |  |  |  | 0 | 0
0 | 0 | - | - | 0 |  |  |  | 0 | 0
0 | 0 | - | - | 0 |  |  |  | 0 | 0
0 | 0 | - | - | 0 |  |  |  | 0 | 0
0 | 0 | - | - | 0 |  |  |  | 0 | 0
0 | 0 | - | - | 0 |  |  |  | 0 | 0
0 | 0 | - | - | 0 |  |  |  | 0 | 0
0 | 0 | - | - | 0 |  |  |  | 0 | 0
0 | 0 | - | - | 0 |  |  |  | 0 | 0
0 | 0 | - | - | 0 |  |  |  | 0 | 0
0 | 0 | - | - | 0 |  |  |  | 0 | 0
0 | 0 | - | - | 0 |  |  |  | 0 | 0
0 | 0 | - | - | 0 |  |  |  | 0 | 0
0 | 0 | - | - | 0 |  |  |  | 0 | 0
0 | 0 | - | - | 0 |  |  |  | 0 | 0
0 | 0 | - | - | 0 |  |  |  | 0 | 0
0 | 0 | - | - | 0 |  |  |  | 0 | 0
0 | 0 | - | - | 0 |  |  |  | 0 | 0
0 | 0 | - | - | 0 |  |  |  | 0 | 0
0 | 0 | - | - | 0 |  |  |  | 0 | 0
0 | 0 | - | - | 0 |  |  |  | 0 | 0
0 | 0 | - | - | 0 |  |  |  | 0 | 0
0 | 0 | - | - | 0 |  |  |  | 0 | 0
0 | 0 | - | - | 0 |  |  |  | 0 | 0
0 | 0 | - | - | 0 |  |  |  | 0 | 0
0 | 0 | - | - | 0 |  |  |  | 0 | 0
0 | 0 | - | - | 0 |  |  |  | 0 | 0
0 | 0 | - | - | 0 |  |  |  | 0 | 0
0 | 0 | - | - | 0 |  |  |  | 0 | 0
0 | 0 | - | - | 0 |  |  |  | 0 | 0
0 | 0 | - | - | 0 |  |  |  | 0 | 0
0 | 0 | - | - | 0 |  |  |  | 0 | 0
0 | 0 | - | - | 0 |  |  |  | 0 | 0
0 | 0 | - | - | 0 |  |  |  | 0 | 0
0 | 0 | - | - | 0 |  |  |  | 0 | 0
0 | 0 | - | - | 0 |  |  |  | 0 | 0
0 | 0 | - | - | 0 |  |  |  | 0 | 0
0 | 0 | - | - | 0 |  |  |  | 0 | 0
0 | 0 | - | - | 0 |  |  |  | 0 | 0
0 | 0 | - | - | 0 |  |  |  | 0 | 0
0 | 0 | - | - | 0 |  |  |  | 0 | 0
0 | 0 | - | - | 0 |  |  |  | 0 | 0
0 | 0 | - | - | 0 |  |  |  | 0 | 0
0 | 0 | - | - | 0 |  |  |  | 0 | 0
0 | 0 | - | - | 0 |  |  |  | 0 | 0
0 | 0 | - | - | 0 |  |  |  | 0 | 0
0 | 0 | - | - | 0 |  |  |  | 0 | 0
0 | 0 | - | - | 0 |  |  |  | 0 | 0
0 | 0 | - | - | 0 |  |  |  | 0 | 0
0 | 0 | - | - | 0 |  |  |  | 0 | 0
0 | 0 | - | - | 0 |  |  |  | 0 | 0
0 | 0 | - | - | 0 |  |  |  | 0 | 0
0 | 0 | - | - | 0 |  |  |  | 0 | 0
0 | 0 | - | - | 0 |  |  |  | 0 | 0
0 | 0 | - | - | 0 |  |  |  | 0 | 0
0 | 0 | - | - | 0 |  |  |  | 0 | 0
0 | 0 | - | - | 0 |  |  |  | 0 | 0
0 | 0 | - | - | 0 |  |  |  | 0 | 0
0 | 0 | - | - | 0 |  |  |  | 0 | 0
0 | 0 | - | - | 0 |  |  |  | 0 | 0
0 | 0 | - | - | 0 |  |  |  | 0 | 0
0 | 0 | - | - | 0 |  |  |  | 0 | 0
0 | 0 | - | - | 0 |  |  |  | 0 | 0
0 | 0 | - | - | 0 |  |  |  | 0 | 0
0 | 0 | - | - | 0 |  |  |  | 0 | 0
0 | 0 | - | - | 0 |  |  |  | 0 | 0
0 | 0 | - | - | 0 |  |  |  | 0 | 0
0 | 0 | - | - | 0 |  |  |  | 0 | 0
0 | 0 | - | - | 0 |  |  |  | 0 | 0
0 | 0 | - | - | 0 |  |  |  | 0 | 0
0 | 0 | - | - | 0 |  |  |  | 0 | 0
0 | 0 | - | - | 0 |  |  |  | 0 | 0
0 | 0 | - | - | 0 |  |  |  | 0 | 0
0 | 0 | - | - | 0 |  |  |  | 0 | 0
0 | 0 | - | - | 0 |  |  |  | 0 | 0
0 | 0 | - | - | 0 |  |  |  | 0 | 0
0 | 0 | - | - | 0 |  |  |  | 0 | 0
0 | 0 | - | - | 0 |  |  |  | 0 | 0
0 | 0 | - | - | 0 |  |  |  | 0 | 0
0 | 0 | - | - | 0 |  |  |  | 0 | 0
0 | 0 | - | - | 0 |  |  |  | 0 | 0
0 | 0 | - | - | 0 |  |  |  | 0 | 0
0 | 0 | - | - | 0 |  |  |  | 0 | 0
0 | 0 | - | - | 0 |  |  |  | 0 | 0
0 | 0 | - | - | 0 |  |  |  | 0 | 0
0 | 0 | - | - | 0 |  |  |  | 0 | 0
0 | 0 | - | - | 0 |  |  |  | 0 | 0
0 | 0 | - | - | 0 |  |  |  | 0 | 0
0 | 0 | - | - | 0 |  |  |  | 0 | 0
0 | 0 | - | - | 0 |  |  |  | 0 | 0
0 | 0 | - | - | 0 |  |  |  | 0 | 0
0 | 0 | - | - | 0 |  |  |  | 0 | 0
0 | 0 | - | - | 0 |  |  |  | 0 | 0
0 | 0 | - | - | 0 |  |  |  | 0 | 0
0 | 0 | - | - | 0 |  |  |  | 0 | 0
0 | 0 | - | - | 0 |  |  |  | 0 | 0
0 | 0 | - | - | 0 |  |  |  | 0 | 0
0 | 0 | - | - | 0 |  |  |  | 0 | 0
0 | 0 | - | - | 0 |  |  |  | 0 | 0
0 | 0 | - | - | 0 |  |  |  | 0 | 0
0 | 0 | - | - | 0 |  |  |  | 0 | 0
0 | 0 | - | - | 0 |  |  |  | 0 | 0
0 | 0 | - | - | 0 |  |  |  | 0 | 0
0 | 0 | - | - | 0 |  |  |  | 0 | 0
0 | 0 | - | - | 0 |  |  |  | 0 | 0
0 | 0 | - | - | 0 |  |  |  | 0 | 0
0 | 0 | - | - | 0 |  |  |  | 0 | 0
0 | 0 | - | - | 0 |  |  |  | 0 | 0
0 | 0 | - | - | 0 |  |  |  | 0 | 0
0 | 0 | - | - | 0 |  |  |  | 0 | 0
0 | 0 | - | - | 0 |  |  |  | 0 | 0
0 | 0 | - | - | 0 |  |  |  | 0 | 0
0 | 0 | - | - | 0 |  |  |  | 0 | 0
0 | 0 | - | - | 0 |  |  |  | 0 | 0
0 | 0 | - | - | 0 |  |  |  | 0 | 0
0 | 0 | - | - | 0 |  |  |  | 0 | 0
0 | 0 | - | - | 0 |  |  |  | 0 | 0
0 | 0 | - | - | 0 |  |  |  | 0 | 0
0 | 0 | - | - | 0 |  |  |  | 0 | 0
0 | 0 | - | - | 0 |  |  |  | 0 | 0
0 | 0 | - | - | 0 |  |  |  | 0 | 0
0 | 0 | - | - | 0 |  |  |  | 0 | 0
0 | 0 | - | - | 0 |  |  |  | 0 | 0
0 | 0 | - | - | 0 |  |  |  | 0 | 0
0 | 0 | - | - | 0 |  |  |  | 0 | 0
0 | 0 | - | - | 0 |  |  |  | 0 | 0
0 | 0 | - | - | 0 |  |  |  | 0 | 0
0 | 0 | - | - | 0 |  |  |  | 0 | 0
0 | 0 | - | - | 0 |  |  |  | 0 | 0
0 | 0 | - | - | 0 |  |  |  | 0 | 0
0 | 0 | - | - | 0 |  |  |  | 0 | 0
0 | 0 | - | - | 0 |  |  |  | 0 | 0
0 | 0 | - | - | 0 |  |  |  | 0 | 0
0 | 0 | - | - | 0 |  |  |  | 0 | 0
0 | 0 | - | - | 0 |  |  |  | 0 | 0
0 | 0 | - | - | 0 |  |  |  | 0 | 0
0 | 0 | - | - | 0 |  |  |  | 0 | 0
0 | 0 | - | - | 0 |  |  |  | 0 | 0
0 | 0 | - | - | 0 |  |  |  | 0 | 0
0 | 0 | - | - | 0 |  |  |  | 0 | 0
0 | 0 | - | - | 0 |  |  |  | 0 | 0
0 | 0 | - | - | 0 |  |  |  | 0 | 0
0 | 0 | - | - | 0 |  |  |  | 0 | 0
0 | 0 | - | - | 0 |  |  |  | 0 | 0
0 | 0 | - | - | 0 |  |  |  | 0 | 0
0 | 0 | - | - | 0 |  |  |  | 0 | 0
0 | 0 | - | - | 0 |  |  |  | 0 | 0
0 | 0 | - | - | 0 |  |  |  | 0 | 0
0 | 0 | - | - | 0 |  |  |  | 0 | 0
0 | 0 | - | - | 0 |  |  |  | 0 | 0
0 | 0 | - | - | 0 |  |  |  | 0 | 0
0 | 0 | - | - | 0 |  |  |  | 0 | 0
0 | 0 | - | - | 0 |  |  |  | 0 | 0
0 | 0 | - | - | 0 |  |  |  | 0 | 0
0 | 0 | - | - | 0 |  |  |  | 0 | 0
0 | 0 | - | - | 0 |  |  |  | 0 | 0
0 | 0 | - | - | 0 |  |  |  | 0 | 0
0 | 0 | - | - | 0 |  |  |  | 0 | 0
0 | 0 | - | - | 0 |  |  |  | 0 | 0
0 | 0 | - | - | 0 |  |  |  | 0 | 0
0 | 0 | - | - | 0 |  |  |  | 0 | 0
0 | 0 | - | - | 0 |  |  |  | 0 | 0
0 | 0 | - | - | 0 |  |  |  | 0 | 0
0 | 0 | - | - | 0 |  |  |  | 0 | 0
0 | 0 | - | - | 0 |  |  |  | 0 | 0
0 | 0 | - | - | 0 |  |  |  | 0 | 0
0 | 0 | - | - | 0 |  |  |  | 0 | 0
0 | 0 | - | - | 0 |  |  |  | 0 | 0
0 | 0 | - | - | 0 |  |  |  | 0 | 0
0 | 0 | - | - | 0 |  |  |  | 0 | 0
0 | 0 | - | - | 0 |  |  |  | 0 | 0
0 | 0 | - | - | 0 |  |  |  | 0 | 0
0 | 0 | - | - | 0 |  |  |  | 0 | 0
0 | 0 | - | - | 0 |  |  |  | 0 | 0
0 | 0 | - | - | 0 |  |  |  | 0 | 0
0 | 0 | - | - | 0 |  |  |  | 0 | 0
0 | 0 | - | - | 0 |  |  |  | 0 | 0
0 | 0 | - | - | 0 |  |  |  | 0 | 0
0 | 0 | - | - | 0 |  |  |  | 0 | 0
0 | 0 | - | - | 0 |  |  |  | 0 | 0
0 | 0 | - | - | 0 |  |  |  | 0 | 0
0 | 0 | - | - | 0 |  |  |  | 0 | 0
0 | 0 | - | - | 0 |  |  |  | 0 | 0
0 | 0 | - | - | 0 |  |  |  | 0 | 0
0 | 0 | - | - | 0 |  |  |  | 0 | 0
0 | 0 | - | - | 0 |  |  |  | 0 | 0
0 | 0 | - | - | 0 |  |  |  | 0 | 0
0 | 0 | - | - | 0 |  |  |  | 0 | 0
0 | 0 | - | - | 0 |  |  |  | 0 | 0
0 | 0 | - | - | 0 |  |  |  | 0 | 0
0 | 0 | - | - | 0 |  |  |  | 0 | 0
0 | 0 | - | - | 0 |  |  |  | 0 | 0
0 | 0 | - | - | 0 |  |  |  | 0 | 0
0 | 0 | - | - | 0 |  |  |  | 0 | 0
0 | 0 | - | - | 0 |  |  |  | 0 | 0
0 | 0 | - | - | 0 |  |  |  | 0 | 0
0 | 0 | - | - | 0 |  |  |  | 0 | 0
0 | 0 | - | - | 0 |  |  |  | 0 | 0
0 | 0 | - | - | 0 |  |  |  | 0 | 0
0 | 0 | - | - | 0 |  |  |  | 0 | 0
0 | 0 | - | - | 0 |  |  |  | 0 | 0
0 | 0 | - | - | 0 |  |  |  | 0 | 0
0 | 0 | - | - | 0 |  |  |  | 0 | 0
0 | 0 | - | - | 0 |  |  |  | 0 | 0
0 | 0 | - | - | 0 |  |  |  | 0 | 0
0 | 0 | - | - | 0 |  |  |  | 0 | 0
0 | 0 | - | - | 0 |  |  |  | 0 | 0
0 | 0 | - | - | 0 |  |  |  | 0 | 0
0 | 0 | - | - | 0 |  |  |  | 0 | 0
0 | 0 | - | - | 0 |  |  |  | 0 | 0
0 | 0 | - | - | 0 |  |  |  | 0 | 0
0 | 0 | - | - | 0 |  |  |  | 0 | 0
0 | 0 | - | - | 0 |  |  |  | 0 | 0
0 | 0 | - | - | 0 |  |  |  | 0 | 0
0 | 0 | - | - | 0 |  |  |  | 0 | 0
0 | 0 | - | - | 0 |  |  |  | 0 | 0
0 | 0 | - | - | 0 |  |  |  | 0 | 0
0 | 0 | - | - | 0 |  |  |  | 0 | 0
0 | 0 | - | - | 0 |  |  |  | 0 | 0
0 | 0 | - | - | 0 |  |  |  | 0 | 0
0 | 0 | - | - | 0 |  |  |  | 0 | 0
0 | 0 | - | - | 0 |  |  |  | 0 | 0
0 | 0 | - | - | 0 |  |  |  | 0 | 0
0 | 0 | - | - | 0 |  |  |  | 0 | 0
0 | 0 | - | - | 0 |  |  |  | 0 | 0
0 | 0 | - | - | 0 |  |  |  | 0 | 0
0 | 0 | - | - | 0 |  |  |  | 0 | 0
0 | 0 | - | - | 0 |  |  |  | 0 | 0
0 | 0 | - | - | 0 |  |  |  | 0 | 0
0 | 0 | - | - | 0 |  |  |  | 0 | 0
0 | 0 | - | - | 0 |  |  |  | 0 | 0
0 | 0 | - | - | 0 |  |  |  | 0 | 0
0 | 0 | - | - | 0 |  |  |  | 0 | 0
0 | 0 | - | - | 0 |  |  |  | 0 | 0
0 | 0 | - | - | 0 |  |  |  | 0 | 0
0 | 0 | - | - | 0 |  |  |  | 0 | 0
0 | 0 | - | - | 0 |  |  |  | 0 | 0
0 | 0 | - | - | 0 |  |  |  | 0 | 0
0 | 0 | - | - | 0 |  |  |  | 0 | 0
0 | 0 | - | - | 0 |  |  |  | 0 | 0
0 | 0 | - | - | 0 |  |  |  | 0 | 0
0 | 0 | - | - | 0 |  |  |  | 0 | 0
0 | 0 | - | - | 0 |  |  |  | 0 | 0
0 | 0 | - | - | 0 |  |  |  | 0 | 0
0 | 0 | - | - | 0 |  |  |  | 0 | 0
0 | 0 | - | - | 0 |  |  |  | 0 | 0
0 | 0 | - | - | 0 |  |  |  | 0 | 0
0 | 0 | - | - | 0 |  |  |  | 0 | 0
0 | 0 | - | - | 0 |  |  |  | 0 | 0
0 | 0 | - | - | 0 |  |  |  | 0 | 0
0 | 0 | - | - | 0 |  |  |  | 0 | 0
0 | 0 | - | - | 0 |  |  |  | 0 | 0
0 | 0 | - | - | 0 |  |  |  | 0 | 0
0 | 0 | - | - | 0 |  |  |  | 0 | 0
0 | 0 | - | - | 0 |  |  |  | 0 | 0
0 | 0 | - | - | 0 |  |  |  | 0 | 0
0 | 0 | - | - | 0 |  |  |  | 0 | 0
0 | 0 | - | - | 0 |  |  |  | 0 | 0
0 | 0 | - | - | 0 |  |  |  | 0 | 0
0 | 0 | - | - | 0 |  |  |  | 0 | 0
0 | 0 | - | - | 0 |  |  |  | 0 | 0
0 | 0 | - | - | 0 |  |  |  | 0 | 0
0 | 0 | - | - | 0 |  |  |  | 0 | 0
0 | 0 | - | - | 0 |  |  |  | 0 | 0
0 | 0 | - | - | 0 |  |  |  | 0 | 0
0 | 0 | - | - | 0 |  |  |  | 0 | 0
0 | 0 | - | - | 0 |  |  |  | 0 | 0
0 | 0 | - | - | 0 |  |  |  | 0 | 0
0 | 0 | - | - | 0 |  |  |  | 0 | 0
0 | 0 | - | - | 0 |  |  |  | 0 | 0
0 | 0 | - | - | 0 |  |  |  | 0 | 0
0 | 0 | - | - | 0 |  |  |  | 0 | 0
0 | 0 | - | - | 0 |  |  |  | 0 | 0
0 | 0 | - | - | 0 |  |  |  | 0 | 0
0 | 0 | - | - | 0 |  |  |  | 0 | 0
0 | 0 | - | - | 0 |  |  |  | 0 | 0
0 | 0 | - | - | 0 |  |  |  | 0 | 0
0 | 0 | - | - | 0 |  |  |  | 0 | 0
0 | 0 | - | - | 0 |  |  |  | 0 | 0
0 | 0 | - | - | 0 |  |  |  | 0 | 0
0 | 0 | - | - | 0 |  |  |  | 0 | 0
0 | 0 | - | - | 0 |  |  |  | 0 | 0
0 | 0 | - | - | 0 |  |  |  | 0 | 0
0 | 0 | - | - | 0 |  |  |  | 0 | 0
0 | 0 | - | - | 0 |  |  |  | 0 | 0
0 | 0 | - | - | 0 |  |  |  | 0 | 0
0 | 0 | - | - | 0 |  |  |  | 0 | 0
0 | 0 | - | - | 0 |  |  |  | 0 | 0
0 | 0 | - | - | 0 |  |  |  | 0 | 0
0 | 0 | - | - | 0 |  |  |  | 0 | 0
0 | 0 | - | - | 0 |  |  |  | 0 | 0
0 | 0 | - | - | 0 |  |  |  | 0 | 0
0 | 0 | - | - | 0 |  |  |  | 0 | 0
0 | 0 | - | - | 0 |  |  |  | 0 | 0
0 | 0 | - | - | 0 |  |  |  | 0 | 0
0 | 0 | - | - | 0 |  |  |  | 0 | 0
0 | 0 | - | - | 0 |  |  |  | 0 | 0
0 | 0 | - | - | 0 |  |  |  | 0 | 0
0 | 0 | - | - | 0 |  |  |  | 0 | 0
0 | 0 | - | - | 0 |  |  |  | 0 | 0
0 | 0 | - | - | 0 |  |  |  | 0 | 0
0 | 0 | - | - | 0 |  |  |  | 0 | 0
0 | 0 | - | - | 0 |  |  |  | 0 | 0
0 | 0 | - | - | 0 |  |  |  | 0 | 0
0 | 0 | - | - | 0 |  |  |  | 0 | 0
0 | 0 | - | - | 0 |  |  |  | 0 | 0
0 | 0 | - | - | 0 |  |  |  | 0 | 0
0 | 0 | - | - | 0 |  |  |  | 0 | 0
0 | 0 | - | - | 0 |  |  |  | 0 | 0
0 | 0 | - | - | 0 |  |  |  | 0 | 0
0 | 0 | - | - | 0 |  |  |  | 0 | 0
0 | 0 | - | - | 0 |  |  |  | 0 | 0
0 | 0 | - | - | 0 |  |  |  | 0 | 0
0 | 0 | - | - | 0 |  |  |  | 0 | 0
0 | 0 | - | - | 0 |  |  |  | 0 | 0
0 | 0 | - | - | 0 |  |  |  | 0 | 0
0 | 0 | - | - | 0 |  |  |  | 0 | 0
0 | 0 | - | - | 0 |  |  |  | 0 | 0
0 | 0 | - | - | 0 |  |  |  | 0 | 0
0 | 0 | - | - | 0 |  |  |  | 0 | 0
0 | 0 | - | - | 0 |  |  |  | 0 | 0
0 | 0 | - | - | 0 |  |  |  | 0 | 0
0 | 0 | - | - | 0 |  |  |  | 0 | 0
0 | 0 | - | - | 0 |  |  |  | 0 | 0
0 | 0 | - | - | 0 |  |  |  | 0 | 0
0 | 0 | - | - | 0 |  |  |  | 0 | 0
0 | 0 | - | - | 0 |  |  |  | 0 | 0
0 | 0 | - | - | 0 |  |  |  | 0 | 0
0 | 0 | - | - | 0 |  |  |  | 0 | 0
0 | 0 | - | - | 0 |  |  |  | 0 | 0
0 | 0 | - | - | 0 |  |  |  | 0 | 0
0 | 0 | - | - | 0 |  |  |  | 0 | 0
0 | 0 | - | - | 0 |  |  |  | 0 | 0
0 | 0 | - | - | 0 |  |  |  | 0 | 0
0 | 0 | - | - | 0 |  |  |  | 0 | 0
0 | 0 | - | - | 0 |  |  |  | 0 | 0
0 | 0 | - | - | 0 |  |  |  | 0 | 0
0 | 0 | - | - | 0 |  |  |  | 0 | 0
0 | 0 | - | - | 0 |  |  |  | 0 | 0
0 | 0 | - | - | 0 |  |  |  | 0 | 0
0 | 0 | - | - | 0 |  |  |  | 0 | 0
0 | 0 | - | - | 0 |  |  |  | 0 | 0
0 | 0 | - | - | 0 |  |  |  | 0 | 0
0 | 0 | - | - | 0 |  |  |  | 0 | 0
0 | 0 | - | - | 0 |  |  |  | 0 | 0
0 | 0 | - | - | 0 |  |  |  | 0 | 0
0 | 0 | - | - | 0 |  |  |  | 0 | 0
0 | 0 | - | - | 0 |  |  |  | 0 | 0
0 | 0 | - | - | 0 |  |  |  | 0 | 0
0 | 0 | - | - | 0 |  |  |  | 0 | 0
0 | 0 | - | - | 0 |  |  |  | 0 | 0
0 | 0 | - | - | 0 |  |  |  | 0 | 0
0 | 0 | - | - | 0 |  |  |  | 0 | 0
0 | 0 | - | - | 0 |  |  |  | 0 | 0
0 | 0 | - | - | 0 |  |  |  | 0 | 0
0 | 0 | - | - | 0 |  |  |  | 0 | 0
0 | 0 | - | - | 0 |  |  |  | 0 | 0
0 | 0 | - | - | 0 |  |  |  | 0 | 0
0 | 0 | - | - | 0 |  |  |  | 0 | 0
0 | 0 | - | - | 0 |  |  |  | 0 | 0
0 | 0 | - | - | 0 |  |  |  | 0 | 0
0 | 0 | - | - | 0 |  |  |  | 0 | 0
0 | 0 | - | - | 0 |  |  |  | 0 | 0
0 | 0 | - | - | 0 |  |  |  | 0 | 0
0 | 0 | - | - | 0 |  |  |  | 0 | 0
0 | 0 | - | - | 0 |  |  |  | 0 | 0
0 | 0 | - | - | 0 |  |  |  | 0 | 0
0 | 0 | - | - | 0 |  |  |  | 0 | 0
0 | 0 | - | - | 0 |  |  |  | 0 | 0
0 | 0 | - | - | 0 |  |  |  | 0 | 0
0 | 0 | - | - | 0 |  |  |  | 0 | 0
0 | 0 | - | - | 0 |  |  |  | 0 | 0
0 | 0 | - | - | 0 |  |  |  | 0 | 0
0 | 0 | - | - | 0 |  |  |  | 0 | 0
0 | 0 | - | - | 0 |  |  |  | 0 | 0
0 | 0 | - | - | 0 |  |  |  | 0 | 0
0 | 0 | - | - | 0 |  |  |  | 0 | 0
0 | 0 | - | - | 0 |  |  |  | 0 | 0
0 | 0 | - | - | 0 |  |  |  | 0 | 0
0 | 0 | - | - | 0 |  |  |  | 0 | 0
0 | 0 | - | - | 0 |  |  |  | 0 | 0
0 | 0 | - | - | 0 |  |  |  | 0 | 0
0 | 0 | - | - | 0 |  |  |  | 0 | 0
0 | 0 | - | - | 0 |  |  |  | 0 | 0
0 | 0 | - | - | 0 |  |  |  | 0 | 0
0 | 0 | - | - | 0 |  |  |  | 0 | 0
0 | 0 | - | - | 0 |  |  |  | 0 | 0
0 | 0 | - | - | 0 |  |  |  | 0 | 0
0 | 0 | - | - | 0 |  |  |  | 0 | 0
0 | 0 | - | - | 0 |  |  |  | 0 | 0
0 | 0 | - | - | 0 |  |  |  | 0 | 0
0 | 0 | - | - | 0 |  |  |  | 0 | 0
0 | 0 | - | - | 0 |  |  |  | 0 | 0
0 | 0 | - | - | 0 |  |  |  | 0 | 0
0 | 0 | - | - | 0 |  |  |  | 0 | 0
0 | 0 | - | - | 0 |  |  |  | 0 | 0
0 | 0 | - | - | 0 |  |  |  | 0 | 0
0 | 0 | - | - | 0 |  |  |  | 0 | 0
0 | 0 | - | - | 0 |  |  |  | 0 | 0
0 | 0 | - | - | 0 |  |  |  | 0 | 0
0 | 0 | - | - | 0 |  |  |  | 0 | 0
0 | 0 | - | - | 0 |  |  |  | 0 | 0
0 | 0 | - | - | 0 |  |  |  | 0 | 0
0 | 0 | - | - | 0 |  |  |  | 0 | 0
0 | 0 | - | - | 0 |  |  |  | 0 | 0
0 | 0 | - | - | 0 |  |  |  | 0 | 0
0 | 0 | - | - | 0 |  |  |  | 0 | 0
0 | 0 | - | - | 0 |  |  |  | 0 | 0
0 | 0 | - | - | 0 |  |  |  | 0 | 0
0 | 0 | - | - | 0 |  |  |  | 0 | 0
0 | 0 | - | - | 0 |  |  |  | 0 | 0
0 | 0 | - | - | 0 |  |  |  | 0 | 0
0 | 0 | - | - | 0 |  |  |  | 0 | 0
0 | 0 | - | - | 0 |  |  |  | 0 | 0
0 | 0 | - | - | 0 |  |  |  | 0 | 0
0 | 0 | - | - | 0 |  |  |  | 0 | 0
0 | 0 | - | - | 0 |  |  |  | 0 | 0
0 | 0 | - | - | 0 |  |  |  | 0 | 0
0 | 0 | - | - | 0 |  |  |  | 0 | 0
0 | 0 | - | - | 0 |  |  |  | 0 | 0
0 | 0 | - | - | 0 |  |  |  | 0 | 0
0 | 0 | - | - | 0 |  |  |  | 0 | 0
0 | 0 | - | - | 0 |  |  |  | 0 | 0
0 | 0 | - | - | 0 |  |  |  | 0 | 0
0 | 0 | - | - | 0 |  |  |  | 0 | 0
0 | 0 | - | - | 0 |  |  |  | 0 | 0
0 | 0 | - | - | 0 |  |  |  | 0 | 0
0 | 0 | - | - | 0 |  |  |  | 0 | 0
0 | 0 | - | - | 0 |  |  |  | 0 | 0
0 | 0 | - | - | 0 |  |  |  | 0 | 0
0 | 0 | - | - | 0 |  |  |  | 0 | 0
0 | 0 | - | - | 0 |  |  |  | 0 | 0
0 | 0 | - | - | 0 |  |  |  | 0 | 0
0 | 0 | - | - | 0 |  |  |  | 0 | 0
0 | 0 | - | - | 0 |  |  |  | 0 | 0
0 | 0 | - | - | 0 |  |  |  | 0 | 0
0 | 0 | - | - | 0 |  |  |  | 0 | 0
0 | 0 | - | - | 0 |  |  |  | 0 | 0
0 | 0 | - | - | 0 |  |  |  | 0 | 0
0 | 0 | - | - | 0 |  |  |  | 0 | 0
0 | 0 | - | - | 0 |  |  |  | 0 | 0
0 | 0 | - | - | 0 |  |  |  | 0 | 0
0 | 0 | - | - | 0 |  |  |  | 0 | 0
0 | 0 | - | - | 0 |  |  |  | 0 | 0
0 | 0 | - | - | 0 |  |  |  | 0 | 0
0 | 0 | - | - | 0 |  |  |  | 0 | 0
0 | 0 | - | - | 0 |  |  |  | 0 | 0
0 | 0 | - | - | 0 |  |  |  | 0 | 0
0 | 0 | - | - | 0 |  |  |  | 0 | 0
0 | 0 | - | - | 0 |  |  |  | 0 | 0
0 | 0 | - | - | 0 |  |  |  | 0 | 0
0 | 0 | - | - | 0 |  |  |  | 0 | 0
0 | 0 | - | - | 0 |  |  |  | 0 | 0
0 | 0 | - | - | 0 |  |  |  | 0 | 0
0 | 0 | - | - | 0 |  |  |  | 0 | 0
0 | 0 | - | - | 0 |  |  |  | 0 | 0
0 | 0 | - | - | 0 |  |  |  | 0 | 0
0 | 0 | - | - | 0 |  |  |  | 0 | 0
0 | 0 | - | - | 0 |  |  |  | 0 | 0
0 | 0 | - | - | 0 |  |  |  | 0 | 0
0 | 0 | - | - | 0 |  |  |  | 0 | 0
0 | 0 | - | - | 0 |  |  |  | 0 | 0
0 | 0 | - | - | 0 |  |  |  | 0 | 0
0 | 0 | - | - | 0 |  |  |  | 0 | 0
0 | 0 | - | - | 0 |  |  |  | 0 | 0
0 | 0 | - | - | 0 |  |  |  | 0 | 0
0 | 0 | - | - | 0 |  |  |  | 0 | 0
0 | 0 | - | - | 0 |  |  |  | 0 | 0
0 | 0 | - | - | 0 |  |  |  | 0 | 0
0 | 0 | - | - | 0 |  |  |  | 0 | 0
0 | 0 | - | - | 0 |  |  |  | 0 | 0
0 | 0 | - | - | 0 |  |  |  | 0 | 0
0 | 0 | - | - | 0 |  |  |  | 0 | 0
0 | 0 | - | - | 0 |  |  |  | 0 | 0
0 | 0 | - | - | 0 |  |  |  | 0 | 0
0 | 0 | - | - | 0 |  |  |  | 0 | 0
0 | 0 | - | - | 0 |  |  |  | 0 | 0
0 | 0 | - | - | 0 |  |  |  | 0 | 0
0 | 0 | - | - | 0 |  |  |  | 0 | 0
0 | 0 | - | - | 0 |  |  |  | 0 | 0
0 | 0 | - | - | 0 |  |  |  | 0 | 0
0 | 0 | - | - | 0 |  |  |  | 0 | 0
0 | 0 | - | - | 0 |  |  |  | 0 | 0
0 | 0 | - | - | 0 |  |  |  | 0 | 0
0 | 0 | - | - | 0 |  |  |  | 0 | 0
0 | 0 | - | - | 0 |  |  |  | 0 | 0
0 | 0 | - | - | 0 |  |  |  | 0 | 0
0 | 0 | - | - | 0 |  |  |  | 0 | 0
0 | 0 | - | - | 0 |  |  |  | 0 | 0
0 | 0 | - | - | 0 |  |  |  | 0 | 0
0 | 0 | - | - | 0 |  |  |  | 0 | 0
0 | 0 | - | - | 0 |  |  |  | 0 | 0
0 | 0 | - | - | 0 |  |  |  | 0 | 0
0 | 0 | - | - | 0 |  |  |  | 0 | 0
0 | 0 | - | - | 0 |  |  |  | 0 | 0
0 | 0 | - | - | 0 |  |  |  | 0 | 0
0 | 0 | - | - | 0 |  |  |  | 0 | 0
0 | 0 | - | - | 0 |  |  |  | 0 | 0
0 | 0 | - | - | 0 |  |  |  | 0 | 0
0 | 0 | - | - | 0 |  |  |  | 0 | 0
0 | 0 | - | - | 0 |  |  |  | 0 | 0
0 | 0 | - | - | 0 |  |  |  | 0 | 0
0 | 0 | - | - | 0 |  |  |  | 0 | 0
0 | 0 | - | - | 0 |  |  |  | 0 | 0
0 | 0 | - | - | 0 |  |  |  | 0 | 0
0 | 0 | - | - | 0 |  |  |  | 0 | 0
0 | 0 | - | - | 0 |  |  |  | 0 | 0
0 | 0 | - | - | 0 |  |  |  | 0 | 0
0 | 0 | - | - | 0 |  |  |  | 0 | 0
0 | 0 | - | - | 0 |  |  |  | 0 | 0
0 | 0 | - | - | 0 |  |  |  | 0 | 0
0 | 0 | - | - | 0 |  |  |  | 0 | 0
0 | 0 | - | - | 0 |  |  |  | 0 | 0
0 | 0 | - | - | 0 |  |  |  | 0 | 0
0 | 0 | - | - | 0 |  |  |  | 0 | 0
0 | 0 | - | - | 0 |  |  |  | 0 | 0
0 | 0 | - | - | 0 |  |  |  | 0 | 0
0 | 0 | - | - | 0 |  |  |  | 0 | 0
0 | 0 | - | - | 0 |  |  |  | 0 | 0
0 | 0 | - | - | 0 |  |  |  | 0 | 0
0 | 0 | - | - | 0 |  |  |  | 0 | 0
0 | 0 | - | - | 0 |  |  |  | 0 | 0
0 | 0 | - | - | 0 |  |  |  | 0 | 0
0 | 0 | - | - | 0 |  |  |  | 0 | 0
0 | 0 | - | - | 0 |  |  |  | 0 | 0
0 | 0 | - | - | 0 |  |  |  | 0 | 0
0 | 0 | - | - | 0 |  |  |  | 0 | 0
0 | 0 | - | - | 0 |  |  |  | 0 | 0
0 | 0 | - | - | 0 |  |  |  | 0 | 0
0 | 0 | - | - | 0 |  |  |  | 0 | 0
0 | 0 | - | - | 0 |  |  |  | 0 | 0
0 | 0 | - | - | 0 |  |  |  | 0 | 0
0 | 0 | - | - | 0 |  |  |  | 0 | 0
0 | 0 | - | - | 0 |  |  |  | 0 | 0
0 | 0 | - | - | 0 |  |  |  | 0 | 0
0 | 0 | - | - | 0 |  |  |  | 0 | 0
0 | 0 | - | - | 0 |  |  |  | 0 | 0
0 | 0 | - | - | 0 |  |  |  | 0 | 0
0 | 0 | - | - | 0 |  |  |  | 0 | 0
0 | 0 | - | - | 0 |  |  |  | 0 | 0
0 | 0 | - | - | 0 |  |  |  | 0 | 0
0 | 0 | - | - | 0 |  |  |  | 0 | 0
0 | 0 | - | - | 0 |  |  |  | 0 | 0
0 | 0 | - | - | 0 |  |  |  | 0 | 0
0 | 0 | - | - | 0 |  |  |  | 0 | 0
0 | 0 | - | - | 0 |  |  |  | 0 | 0
0 | 0 | - | - | 0 |  |  |  | 0 | 0
0 | 0 | - | - | 0 |  |  |  | 0 | 0
0 | 0 | - | - | 0 |  |  |  | 0 | 0
0 | 0 | - | - | 0 |  |  |  | 0 | 0
0 | 0 | - | - | 0 |  |  |  | 0 | 0
0 | 0 | - | - | 0 |  |  |  | 0 | 0
0 | 0 | - | - | 0 |  |  |  | 0 | 0
0 | 0 | - | - | 0 |  |  |  | 0 | 0
0 | 0 | - | - | 0 |  |  |  | 0 | 0
0 | 0 | - | - | 0 |  |  |  | 0 | 0
0 | 0 | - | - | 0 |  |  |  | 0 | 0
0 | 0 | - | - | 0 |  |  |  | 0 | 0
0 | 0 | - | - | 0 |  |  |  | 0 | 0
0 | 0 | - | - | 0 |  |  |  | 0 | 0
0 | 0 | - | - | 0 |  |  |  | 0 | 0
0 | 0 | - | - | 0 |  |  |  | 0 | 0
0 | 0 | - | - | 0 |  |  |  | 0 | 0
0 | 0 | - | - | 0 |  |  |  | 0 | 0
0 | 0 | - | - | 0 |  |  |  | 0 | 0
0 | 0 | - | - | 0 |  |  |  | 0 | 0
0 | 0 | - | - | 0 |  |  |  | 0 | 0
0 | 0 | - | - | 0 |  |  |  | 0 | 0
0 | 0 | - | - | 0 |  |  |  | 0 | 0
0 | 0 | - | - | 0 |  |  |  | 0 | 0
0 | 0 | - | - | 0 |  |  |  | 0 | 0
0 | 0 | - | - | 0 |  |  |  | 0 | 0
0 | 0 | - | - | 0 |  |  |  | 0 | 0
0 | 0 | - | - | 0 |  |  |  | 0 | 0
0 | 0 | - | - | 0 |  |  |  | 0 | 0
0 | 0 | - | - | 0 |  |  |  | 0 | 0
0 | 0 | - | - | 0 |  |  |  | 0 | 0
0 | 0 | - | - | 0 |  |  |  | 0 | 0
0 | 0 | - | - | 0 |  |  |  | 0 | 0
0 | 0 | - | - | 0 |  |  |  | 0 | 0
0 | 0 | - | - | 0 |  |  |  | 0 | 0
0 | 0 | - | - | 0 |  |  |  | 0 | 0
0 | 0 | - | - | 0 |  |  |  | 0 | 0
0 | 0 | - | - | 0 |  |  |  | 0 | 0
0 | 0 | - | - | 0 |  |  |  | 0 | 0
0 | 0 | - | - | 0 |  |  |  | 0 | 0
0 | 0 | - | - | 0 |  |  |  | 0 | 0
0 | 0 | - | - | 0 |  |  |  | 0 | 0
0 | 0 | - | - | 0 |  |  |  | 0 | 0
0 | 0 | - | - | 0 |  |  |  | 0 | 0
0 | 0 | - | - | 0 |  |  |  | 0 | 0
0 | 0 | - | - | 0 |  |  |  | 0 | 0
0 | 0 | - | - | 0 |  |  |  | 0 | 0
0 | 0 | - | - | 0 |  |  |  | 0 | 0
0 | 0 | - | - | 0 |  |  |  | 0 | 0
0 | 0 | - | - | 0 |  |  |  | 0 | 0
0 | 0 | - | - | 0 |  |  |  | 0 | 0
0 | 0 | - | - | 0 |  |  |  | 0 | 0
0 | 0 | - | - | 0 |  |  |  | 0 | 0
0 | 0 | - | - | 0 |  |  |  | 0 | 0
0 | 0 | - | - | 0 |  |  |  | 0 | 0
0 | 0 | - | - | 0 |  |  |  | 0 | 0

## REPRISES
BPE_PM | TYPE_BOITES | NB_SPLICES | ML_THEORIQUE | NB_REPRISES | % | LONGUEUR
PM | PM | 504 |  |  | 0%
BPE-0084-FT |  | 132 | 1603 |  | 0% | 1650
402-PBO057 |  | 6 | 1812 | 1 | 16.67%
402-PBO003 |  | 12 | 2599 |  | 0%
BPE-0124-FT |  | 12 | 252 | 2 | 16.67% | 280
BPE-0118-FT |  | 120 | 552 | 1 | 0.8333% | 588
BPE-0001-ERDF |  | 6 | 1026 |  | 0%
402-PBO046 |  | 18 | 811 |  | 0%
BPE-0128-FT |  | 84 | 3 | 3 | 3.571% | 27
BPE-0029-FT |  | 42 | 129 | 1 | 2.381% | 157
402-PBO032 |  | 12 | 374 |  | 0%
BPE-0086-FT |  | 144 | 1902 | 78 | 54.17% | 1959
BPE-0085-FT |  | 120 | 2077 | 1 | 0.8333% | 2141
402-PBO009 |  | 6 | 2236 | 1 | 16.67%
402-PBO010 |  | 6 | 2390 | 1 | 16.67%
0%
0%
0%
0%
0%
0%
0%
0%
0%
0%
0%
0%
0%
0%
0%
0%
0%
0%
0%
0%
0%
0%
0%
0%
0%
0%
0%
0%
0%
0%
0%
0%
0%
0%
0%

## DATA (hidden)
CHAMBRE | NOK | NOK | X | IdéaOptical | ETC
POTEAU FT | OK | OK |  | B2-T1-MODULE-A1 | B2-T1-MODULE-A1
POTEAU EDF | NC | OCCUPE |  | B2-T1-MODULE-A2 | B2-T1-MODULE-A2
FACADE | OCCUPE |  |  | B2-T1-MODULE-A3 | B2-T1-MODULE-A3
IMMEUBLE |  |  |  | B2-T1-MODULE-A4 | B2-T1-MODULE-A4
|  |  |  | B2-T1-MODULE-A5 | B2-T1-MODULE-A5
|  |  |  | B2-T1-MODULE-A6 | B2-T1-MODULE-A6
|  |  |  | B2-T1-MODULE-A7 | B2-T1-MODULE-A7
|  |  |  | B2-T1-MODULE-A8 | B2-T1-MODULE-A8
|  |  |  | B2-T1-MODULE-A9 | B2-T1-MODULE-A9
|  |  |  | B2-T1-MODULE-A10 | B2-T1-MODULE-A10
|  |  |  | B2-T1-MODULE-A11 | B2-T1-MODULE-A11
|  |  |  | B2-T1-MODULE-A12 | B2-T1-MODULE-A12
|  |  |  | B2-T1-MODULE-A13 | B2-T1-MODULE-B1
|  |  |  | B2-T1-MODULE-A14 | B2-T1-MODULE-B2
|  |  |  | B2-T1-MODULE-A15 | B2-T1-MODULE-B3
|  |  |  | B2-T1-MODULE-A16 | B2-T1-MODULE-B4
|  |  |  | B2-T1-MODULE-A17 | B2-T1-MODULE-B5
|  |  |  | B2-T1-MODULE-A18 | B2-T1-MODULE-B6
|  |  |  | B2-T1-MODULE-A19 | B2-T1-MODULE-B7
|  |  |  | B2-T1-MODULE-A20 | B2-T1-MODULE-B8
|  |  |  | B2-T1-MODULE-A21 | B2-T1-MODULE-B9
|  |  |  | B2-T1-MODULE-A22 | B2-T1-MODULE-B10
|  |  |  | B2-T1-MODULE-A23 | B2-T1-MODULE-B11
|  |  |  | B2-T1-MODULE-A24 | B2-T1-MODULE-B12
|  |  |  | B2-T1-MODULE-B1 | B2-T1-MODULE-C1
|  |  |  | B2-T1-MODULE-B2 | B2-T1-MODULE-C2
|  |  |  | B2-T1-MODULE-B3 | B2-T1-MODULE-C3
|  |  |  | B2-T1-MODULE-B4 | B2-T1-MODULE-C4
|  |  |  | B2-T1-MODULE-B5 | B2-T1-MODULE-C5
|  |  |  | B2-T1-MODULE-B6 | B2-T1-MODULE-C6
|  |  |  | B2-T1-MODULE-B7 | B2-T1-MODULE-C7
|  |  |  | B2-T1-MODULE-B8 | B2-T1-MODULE-C8
|  |  |  | B2-T1-MODULE-B9 | B2-T1-MODULE-C9
|  |  |  | B2-T1-MODULE-B10 | B2-T1-MODULE-C10
|  |  |  | B2-T1-MODULE-B11 | B2-T1-MODULE-C11
|  |  |  | B2-T1-MODULE-B12 | B2-T1-MODULE-C12
|  |  |  | B2-T1-MODULE-B13 | B2-T1-MODULE-D1
|  |  |  | B2-T1-MODULE-B14 | B2-T1-MODULE-D2
|  |  |  | B2-T1-MODULE-B15 | B2-T1-MODULE-D3
|  |  |  | B2-T1-MODULE-B16 | B2-T1-MODULE-D4
|  |  |  | B2-T1-MODULE-B17 | B2-T1-MODULE-D5
|  |  |  | B2-T1-MODULE-B18 | B2-T1-MODULE-D6
|  |  |  | B2-T1-MODULE-B19 | B2-T1-MODULE-D7
|  |  |  | B2-T1-MODULE-B20 | B2-T1-MODULE-D8
|  |  |  | B2-T1-MODULE-B21 | B2-T1-MODULE-D9
|  |  |  | B2-T1-MODULE-B22 | B2-T1-MODULE-D10
|  |  |  | B2-T1-MODULE-B23 | B2-T1-MODULE-D11
|  |  |  | B2-T1-MODULE-B24 | B2-T1-MODULE-D12
|  |  |  | B2-T1-MODULE-C1 | B2-T1-MODULE-E1
|  |  |  | B2-T1-MODULE-C2 | B2-T1-MODULE-E2
|  |  |  | B2-T1-MODULE-C3 | B2-T1-MODULE-E3
|  |  |  | B2-T1-MODULE-C4 | B2-T1-MODULE-E4
|  |  |  | B2-T1-MODULE-C5 | B2-T1-MODULE-E5
|  |  |  | B2-T1-MODULE-C6 | B2-T1-MODULE-E6
|  |  |  | B2-T1-MODULE-C7 | B2-T1-MODULE-E7
|  |  |  | B2-T1-MODULE-C8 | B2-T1-MODULE-E8
|  |  |  | B2-T1-MODULE-C9 | B2-T1-MODULE-E9
|  |  |  | B2-T1-MODULE-C10 | B2-T1-MODULE-E10
|  |  |  | B2-T1-MODULE-C11 | B2-T1-MODULE-E11
|  |  |  | B2-T1-MODULE-C12 | B2-T1-MODULE-E12
|  |  |  | B2-T1-MODULE-C13 | B2-T1-MODULE-F1
|  |  |  | B2-T1-MODULE-C14 | B2-T1-MODULE-F2
|  |  |  | B2-T1-MODULE-C15 | B2-T1-MODULE-F3
|  |  |  | B2-T1-MODULE-C16 | B2-T1-MODULE-F4
|  |  |  | B2-T1-MODULE-C17 | B2-T1-MODULE-F5
|  |  |  | B2-T1-MODULE-C18 | B2-T1-MODULE-F6
|  |  |  | B2-T1-MODULE-C19 | B2-T1-MODULE-F7
|  |  |  | B2-T1-MODULE-C20 | B2-T1-MODULE-F8
|  |  |  | B2-T1-MODULE-C21 | B2-T1-MODULE-F9
|  |  |  | B2-T1-MODULE-C22 | B2-T1-MODULE-F10
|  |  |  | B2-T1-MODULE-C23 | B2-T1-MODULE-F11
|  |  |  | B2-T1-MODULE-C24 | B2-T1-MODULE-F12
|  |  |  | B2-T1-MODULE-D1 | B2-T1-MODULE-G1
|  |  |  | B2-T1-MODULE-D2 | B2-T1-MODULE-G2
|  |  |  | B2-T1-MODULE-D3 | B2-T1-MODULE-G3
|  |  |  | B2-T1-MODULE-D4 | B2-T1-MODULE-G4
|  |  |  | B2-T1-MODULE-D5 | B2-T1-MODULE-G5
|  |  |  | B2-T1-MODULE-D6 | B2-T1-MODULE-G6
|  |  |  | B2-T1-MODULE-D7 | B2-T1-MODULE-G7
|  |  |  | B2-T1-MODULE-D8 | B2-T1-MODULE-G8
|  |  |  | B2-T1-MODULE-D9 | B2-T1-MODULE-G9
|  |  |  | B2-T1-MODULE-D10 | B2-T1-MODULE-G10
|  |  |  | B2-T1-MODULE-D11 | B2-T1-MODULE-G11
|  |  |  | B2-T1-MODULE-D12 | B2-T1-MODULE-G12
|  |  |  | B2-T1-MODULE-D13 | B2-T1-MODULE-H1
|  |  |  | B2-T1-MODULE-D14 | B2-T1-MODULE-H2
|  |  |  | B2-T1-MODULE-D15 | B2-T1-MODULE-H3
|  |  |  | B2-T1-MODULE-D16 | B2-T1-MODULE-H4
|  |  |  | B2-T1-MODULE-D17 | B2-T1-MODULE-H5
|  |  |  | B2-T1-MODULE-D18 | B2-T1-MODULE-H6
|  |  |  | B2-T1-MODULE-D19 | B2-T1-MODULE-H7
|  |  |  | B2-T1-MODULE-D20 | B2-T1-MODULE-H8
|  |  |  | B2-T1-MODULE-D21 | B2-T1-MODULE-H9
|  |  |  | B2-T1-MODULE-D22 | B2-T1-MODULE-H10
|  |  |  | B2-T1-MODULE-D23 | B2-T1-MODULE-H11
|  |  |  | B2-T1-MODULE-D24 | B2-T1-MODULE-H12
|  |  |  | B2-T1-MODULE-E1 | B2-T1-MODULE-I1
|  |  |  | B2-T1-MODULE-E2 | B2-T1-MODULE-I2
|  |  |  | B2-T1-MODULE-E3 | B2-T1-MODULE-I3
|  |  |  | B2-T1-MODULE-E4 | B2-T1-MODULE-I4
|  |  |  | B2-T1-MODULE-E5 | B2-T1-MODULE-I5
|  |  |  | B2-T1-MODULE-E6 | B2-T1-MODULE-I6
|  |  |  | B2-T1-MODULE-E7 | B2-T1-MODULE-I7
|  |  |  | B2-T1-MODULE-E8 | B2-T1-MODULE-I8
|  |  |  | B2-T1-MODULE-E9 | B2-T1-MODULE-I9
|  |  |  | B2-T1-MODULE-E10 | B2-T1-MODULE-I10
|  |  |  | B2-T1-MODULE-E11 | B2-T1-MODULE-I11
|  |  |  | B2-T1-MODULE-E12 | B2-T1-MODULE-I12
|  |  |  | B2-T1-MODULE-E13 | B2-T1-MODULE-J1
|  |  |  | B2-T1-MODULE-E14 | B2-T1-MODULE-J2
|  |  |  | B2-T1-MODULE-E15 | B2-T1-MODULE-J3
|  |  |  | B2-T1-MODULE-E16 | B2-T1-MODULE-J4
|  |  |  | B2-T1-MODULE-E17 | B2-T1-MODULE-J5
|  |  |  | B2-T1-MODULE-E18 | B2-T1-MODULE-J6
|  |  |  | B2-T1-MODULE-E19 | B2-T1-MODULE-J7
|  |  |  | B2-T1-MODULE-E20 | B2-T1-MODULE-J8
|  |  |  | B2-T1-MODULE-E21 | B2-T1-MODULE-J9
|  |  |  | B2-T1-MODULE-E22 | B2-T1-MODULE-J10
|  |  |  | B2-T1-MODULE-E23 | B2-T1-MODULE-J11
|  |  |  | B2-T1-MODULE-E24 | B2-T1-MODULE-J12
|  |  |  | B2-T1-MODULE-F1 | B2-T1-MODULE-K1
|  |  |  | B2-T1-MODULE-F2 | B2-T1-MODULE-K2
|  |  |  | B2-T1-MODULE-F3 | B2-T1-MODULE-K3
|  |  |  | B2-T1-MODULE-F4 | B2-T1-MODULE-K4
|  |  |  | B2-T1-MODULE-F5 | B2-T1-MODULE-K5
|  |  |  | B2-T1-MODULE-F6 | B2-T1-MODULE-K6
|  |  |  | B2-T1-MODULE-F7 | B2-T1-MODULE-K7
|  |  |  | B2-T1-MODULE-F8 | B2-T1-MODULE-K8
|  |  |  | B2-T1-MODULE-F9 | B2-T1-MODULE-K9
|  |  |  | B2-T1-MODULE-F10 | B2-T1-MODULE-K10
|  |  |  | B2-T1-MODULE-F11 | B2-T1-MODULE-K11
|  |  |  | B2-T1-MODULE-F12 | B2-T1-MODULE-K12
|  |  |  | B2-T1-MODULE-F13 | B2-T1-MODULE-L1
|  |  |  | B2-T1-MODULE-F14 | B2-T1-MODULE-L2
|  |  |  | B2-T1-MODULE-F15 | B2-T1-MODULE-L3
|  |  |  | B2-T1-MODULE-F16 | B2-T1-MODULE-L4
|  |  |  | B2-T1-MODULE-F17 | B2-T1-MODULE-L5
|  |  |  | B2-T1-MODULE-F18 | B2-T1-MODULE-L6
|  |  |  | B2-T1-MODULE-F19 | B2-T1-MODULE-L7
|  |  |  | B2-T1-MODULE-F20 | B2-T1-MODULE-L8
|  |  |  | B2-T1-MODULE-F21 | B2-T1-MODULE-L9
|  |  |  | B2-T1-MODULE-F22 | B2-T1-MODULE-L10
|  |  |  | B2-T1-MODULE-F23 | B2-T1-MODULE-L11
|  |  |  | B2-T1-MODULE-F24 | B2-T1-MODULE-L12
|  |  |  | B2-T2-MODULE-A1 | B2-T2-MODULE-A1
|  |  |  | B2-T2-MODULE-A2 | B2-T2-MODULE-A2
|  |  |  | B2-T2-MODULE-A3 | B2-T2-MODULE-A3
|  |  |  | B2-T2-MODULE-A4 | B2-T2-MODULE-A4
|  |  |  | B2-T2-MODULE-A5 | B2-T2-MODULE-A5
|  |  |  | B2-T2-MODULE-A6 | B2-T2-MODULE-A6
|  |  |  | B2-T2-MODULE-A7 | B2-T2-MODULE-A7
|  |  |  | B2-T2-MODULE-A8 | B2-T2-MODULE-A8
|  |  |  | B2-T2-MODULE-A9 | B2-T2-MODULE-A9
|  |  |  | B2-T2-MODULE-A10 | B2-T2-MODULE-A10
|  |  |  | B2-T2-MODULE-A11 | B2-T2-MODULE-A11
|  |  |  | B2-T2-MODULE-A12 | B2-T2-MODULE-A12
|  |  |  | B2-T2-MODULE-A13 | B2-T2-MODULE-B1
|  |  |  | B2-T2-MODULE-A14 | B2-T2-MODULE-B2
|  |  |  | B2-T2-MODULE-A15 | B2-T2-MODULE-B3
|  |  |  | B2-T2-MODULE-A16 | B2-T2-MODULE-B4
|  |  |  | B2-T2-MODULE-A17 | B2-T2-MODULE-B5
|  |  |  | B2-T2-MODULE-A18 | B2-T2-MODULE-B6
|  |  |  | B2-T2-MODULE-A19 | B2-T2-MODULE-B7
|  |  |  | B2-T2-MODULE-A20 | B2-T2-MODULE-B8
|  |  |  | B2-T2-MODULE-A21 | B2-T2-MODULE-B9
|  |  |  | B2-T2-MODULE-A22 | B2-T2-MODULE-B10
|  |  |  | B2-T2-MODULE-A23 | B2-T2-MODULE-B11
|  |  |  | B2-T2-MODULE-A24 | B2-T2-MODULE-B12
|  |  |  | B2-T2-MODULE-B1 | B2-T2-MODULE-C1
|  |  |  | B2-T2-MODULE-B2 | B2-T2-MODULE-C2
|  |  |  | B2-T2-MODULE-B3 | B2-T2-MODULE-C3
|  |  |  | B2-T2-MODULE-B4 | B2-T2-MODULE-C4
|  |  |  | B2-T2-MODULE-B5 | B2-T2-MODULE-C5
|  |  |  | B2-T2-MODULE-B6 | B2-T2-MODULE-C6
|  |  |  | B2-T2-MODULE-B7 | B2-T2-MODULE-C7
|  |  |  | B2-T2-MODULE-B8 | B2-T2-MODULE-C8
|  |  |  | B2-T2-MODULE-B9 | B2-T2-MODULE-C9
|  |  |  | B2-T2-MODULE-B10 | B2-T2-MODULE-C10
|  |  |  | B2-T2-MODULE-B11 | B2-T2-MODULE-C11
|  |  |  | B2-T2-MODULE-B12 | B2-T2-MODULE-C12
|  |  |  | B2-T2-MODULE-B13 | B2-T2-MODULE-D1
|  |  |  | B2-T2-MODULE-B14 | B2-T2-MODULE-D2
|  |  |  | B2-T2-MODULE-B15 | B2-T2-MODULE-D3
|  |  |  | B2-T2-MODULE-B16 | B2-T2-MODULE-D4
|  |  |  | B2-T2-MODULE-B17 | B2-T2-MODULE-D5
|  |  |  | B2-T2-MODULE-B18 | B2-T2-MODULE-D6
|  |  |  | B2-T2-MODULE-B19 | B2-T2-MODULE-D7
|  |  |  | B2-T2-MODULE-B20 | B2-T2-MODULE-D8
|  |  |  | B2-T2-MODULE-B21 | B2-T2-MODULE-D9
|  |  |  | B2-T2-MODULE-B22 | B2-T2-MODULE-D10
|  |  |  | B2-T2-MODULE-B23 | B2-T2-MODULE-D11
|  |  |  | B2-T2-MODULE-B24 | B2-T2-MODULE-D12
|  |  |  | B2-T2-MODULE-C1 | B2-T2-MODULE-E1
|  |  |  | B2-T2-MODULE-C2 | B2-T2-MODULE-E2
|  |  |  | B2-T2-MODULE-C3 | B2-T2-MODULE-E3
|  |  |  | B2-T2-MODULE-C4 | B2-T2-MODULE-E4
|  |  |  | B2-T2-MODULE-C5 | B2-T2-MODULE-E5
|  |  |  | B2-T2-MODULE-C6 | B2-T2-MODULE-E6
|  |  |  | B2-T2-MODULE-C7 | B2-T2-MODULE-E7
|  |  |  | B2-T2-MODULE-C8 | B2-T2-MODULE-E8
|  |  |  | B2-T2-MODULE-C9 | B2-T2-MODULE-E9
|  |  |  | B2-T2-MODULE-C10 | B2-T2-MODULE-E10
|  |  |  | B2-T2-MODULE-C11 | B2-T2-MODULE-E11
|  |  |  | B2-T2-MODULE-C12 | B2-T2-MODULE-E12
|  |  |  | B2-T2-MODULE-C13 | B2-T2-MODULE-F1
|  |  |  | B2-T2-MODULE-C14 | B2-T2-MODULE-F2
|  |  |  | B2-T2-MODULE-C15 | B2-T2-MODULE-F3
|  |  |  | B2-T2-MODULE-C16 | B2-T2-MODULE-F4
|  |  |  | B2-T2-MODULE-C17 | B2-T2-MODULE-F5
|  |  |  | B2-T2-MODULE-C18 | B2-T2-MODULE-F6
|  |  |  | B2-T2-MODULE-C19 | B2-T2-MODULE-F7
|  |  |  | B2-T2-MODULE-C20 | B2-T2-MODULE-F8
|  |  |  | B2-T2-MODULE-C21 | B2-T2-MODULE-F9
|  |  |  | B2-T2-MODULE-C22 | B2-T2-MODULE-F10
|  |  |  | B2-T2-MODULE-C23 | B2-T2-MODULE-F11
|  |  |  | B2-T2-MODULE-C24 | B2-T2-MODULE-F12
|  |  |  | B2-T2-MODULE-D1 | B2-T2-MODULE-G1
|  |  |  | B2-T2-MODULE-D2 | B2-T2-MODULE-G2
|  |  |  | B2-T2-MODULE-D3 | B2-T2-MODULE-G3
|  |  |  | B2-T2-MODULE-D4 | B2-T2-MODULE-G4
|  |  |  | B2-T2-MODULE-D5 | B2-T2-MODULE-G5
|  |  |  | B2-T2-MODULE-D6 | B2-T2-MODULE-G6
|  |  |  | B2-T2-MODULE-D7 | B2-T2-MODULE-G7
|  |  |  | B2-T2-MODULE-D8 | B2-T2-MODULE-G8
|  |  |  | B2-T2-MODULE-D9 | B2-T2-MODULE-G9
|  |  |  | B2-T2-MODULE-D10 | B2-T2-MODULE-G10
|  |  |  | B2-T2-MODULE-D11 | B2-T2-MODULE-G11
|  |  |  | B2-T2-MODULE-D12 | B2-T2-MODULE-G12
|  |  |  | B2-T2-MODULE-D13 | B2-T2-MODULE-H1
|  |  |  | B2-T2-MODULE-D14 | B2-T2-MODULE-H2
|  |  |  | B2-T2-MODULE-D15 | B2-T2-MODULE-H3
|  |  |  | B2-T2-MODULE-D16 | B2-T2-MODULE-H4
|  |  |  | B2-T2-MODULE-D17 | B2-T2-MODULE-H5
|  |  |  | B2-T2-MODULE-D18 | B2-T2-MODULE-H6
|  |  |  | B2-T2-MODULE-D19 | B2-T2-MODULE-H7
|  |  |  | B2-T2-MODULE-D20 | B2-T2-MODULE-H8
|  |  |  | B2-T2-MODULE-D21 | B2-T2-MODULE-H9
|  |  |  | B2-T2-MODULE-D22 | B2-T2-MODULE-H10
|  |  |  | B2-T2-MODULE-D23 | B2-T2-MODULE-H11
|  |  |  | B2-T2-MODULE-D24 | B2-T2-MODULE-H12
|  |  |  | B2-T2-MODULE-E1 | B2-T2-MODULE-I1
|  |  |  | B2-T2-MODULE-E2 | B2-T2-MODULE-I2
|  |  |  | B2-T2-MODULE-E3 | B2-T2-MODULE-I3
|  |  |  | B2-T2-MODULE-E4 | B2-T2-MODULE-I4
|  |  |  | B2-T2-MODULE-E5 | B2-T2-MODULE-I5
|  |  |  | B2-T2-MODULE-E6 | B2-T2-MODULE-I6
|  |  |  | B2-T2-MODULE-E7 | B2-T2-MODULE-I7
|  |  |  | B2-T2-MODULE-E8 | B2-T2-MODULE-I8
|  |  |  | B2-T2-MODULE-E9 | B2-T2-MODULE-I9
|  |  |  | B2-T2-MODULE-E10 | B2-T2-MODULE-I10
|  |  |  | B2-T2-MODULE-E11 | B2-T2-MODULE-I11
|  |  |  | B2-T2-MODULE-E12 | B2-T2-MODULE-I12
|  |  |  | B2-T2-MODULE-E13 | B2-T2-MODULE-J1
|  |  |  | B2-T2-MODULE-E14 | B2-T2-MODULE-J2
|  |  |  | B2-T2-MODULE-E15 | B2-T2-MODULE-J3
|  |  |  | B2-T2-MODULE-E16 | B2-T2-MODULE-J4
|  |  |  | B2-T2-MODULE-E17 | B2-T2-MODULE-J5
|  |  |  | B2-T2-MODULE-E18 | B2-T2-MODULE-J6
|  |  |  | B2-T2-MODULE-E19 | B2-T2-MODULE-J7
|  |  |  | B2-T2-MODULE-E20 | B2-T2-MODULE-J8
|  |  |  | B2-T2-MODULE-E21 | B2-T2-MODULE-J9
|  |  |  | B2-T2-MODULE-E22 | B2-T2-MODULE-J10
|  |  |  | B2-T2-MODULE-E23 | B2-T2-MODULE-J11
|  |  |  | B2-T2-MODULE-E24 | B2-T2-MODULE-J12
|  |  |  | B2-T2-MODULE-F1 | B2-T2-MODULE-K1
|  |  |  | B2-T2-MODULE-F2 | B2-T2-MODULE-K2
|  |  |  | B2-T2-MODULE-F3 | B2-T2-MODULE-K3
|  |  |  | B2-T2-MODULE-F4 | B2-T2-MODULE-K4
|  |  |  | B2-T2-MODULE-F5 | B2-T2-MODULE-K5
|  |  |  | B2-T2-MODULE-F6 | B2-T2-MODULE-K6
|  |  |  | B2-T2-MODULE-F7 | B2-T2-MODULE-K7
|  |  |  | B2-T2-MODULE-F8 | B2-T2-MODULE-K8
|  |  |  | B2-T2-MODULE-F9 | B2-T2-MODULE-K9
|  |  |  | B2-T2-MODULE-F10 | B2-T2-MODULE-K10
|  |  |  | B2-T2-MODULE-F11 | B2-T2-MODULE-K11
|  |  |  | B2-T2-MODULE-F12 | B2-T2-MODULE-K12
|  |  |  | B2-T2-MODULE-F13 | B2-T2-MODULE-L1
|  |  |  | B2-T2-MODULE-F14 | B2-T2-MODULE-L2
|  |  |  | B2-T2-MODULE-F15 | B2-T2-MODULE-L3
|  |  |  | B2-T2-MODULE-F16 | B2-T2-MODULE-L4
|  |  |  | B2-T2-MODULE-F17 | B2-T2-MODULE-L5
|  |  |  | B2-T2-MODULE-F18 | B2-T2-MODULE-L6
|  |  |  | B2-T2-MODULE-F19 | B2-T2-MODULE-L7
|  |  |  | B2-T2-MODULE-F20 | B2-T2-MODULE-L8
|  |  |  | B2-T2-MODULE-F21 | B2-T2-MODULE-L9
|  |  |  | B2-T2-MODULE-F22 | B2-T2-MODULE-L10
|  |  |  | B2-T2-MODULE-F23 | B2-T2-MODULE-L11
|  |  |  | B2-T2-MODULE-F24 | B2-T2-MODULE-L12
|  |  |  | B2-T3-MODULE-A1 | B2-T3-MODULE-A1
|  |  |  | B2-T3-MODULE-A2 | B2-T3-MODULE-A2
|  |  |  | B2-T3-MODULE-A3 | B2-T3-MODULE-A3
|  |  |  | B2-T3-MODULE-A4 | B2-T3-MODULE-A4
|  |  |  | B2-T3-MODULE-A5 | B2-T3-MODULE-A5
|  |  |  | B2-T3-MODULE-A6 | B2-T3-MODULE-A6
|  |  |  | B2-T3-MODULE-A7 | B2-T3-MODULE-A7
|  |  |  | B2-T3-MODULE-A8 | B2-T3-MODULE-A8
|  |  |  | B2-T3-MODULE-A9 | B2-T3-MODULE-A9
|  |  |  | B2-T3-MODULE-A10 | B2-T3-MODULE-A10
|  |  |  | B2-T3-MODULE-A11 | B2-T3-MODULE-A11
|  |  |  | B2-T3-MODULE-A12 | B2-T3-MODULE-A12
|  |  |  | B2-T3-MODULE-A13 | B2-T3-MODULE-B1
|  |  |  | B2-T3-MODULE-A14 | B2-T3-MODULE-B2
|  |  |  | B2-T3-MODULE-A15 | B2-T3-MODULE-B3
|  |  |  | B2-T3-MODULE-A16 | B2-T3-MODULE-B4
|  |  |  | B2-T3-MODULE-A17 | B2-T3-MODULE-B5
|  |  |  | B2-T3-MODULE-A18 | B2-T3-MODULE-B6
|  |  |  | B2-T3-MODULE-A19 | B2-T3-MODULE-B7
|  |  |  | B2-T3-MODULE-A20 | B2-T3-MODULE-B8
|  |  |  | B2-T3-MODULE-A21 | B2-T3-MODULE-B9
|  |  |  | B2-T3-MODULE-A22 | B2-T3-MODULE-B10
|  |  |  | B2-T3-MODULE-A23 | B2-T3-MODULE-B11
|  |  |  | B2-T3-MODULE-A24 | B2-T3-MODULE-B12
|  |  |  | B2-T3-MODULE-B1 | B2-T3-MODULE-C1
|  |  |  | B2-T3-MODULE-B2 | B2-T3-MODULE-C2
|  |  |  | B2-T3-MODULE-B3 | B2-T3-MODULE-C3
|  |  |  | B2-T3-MODULE-B4 | B2-T3-MODULE-C4
|  |  |  | B2-T3-MODULE-B5 | B2-T3-MODULE-C5
|  |  |  | B2-T3-MODULE-B6 | B2-T3-MODULE-C6
|  |  |  | B2-T3-MODULE-B7 | B2-T3-MODULE-C7
|  |  |  | B2-T3-MODULE-B8 | B2-T3-MODULE-C8
|  |  |  | B2-T3-MODULE-B9 | B2-T3-MODULE-C9
|  |  |  | B2-T3-MODULE-B10 | B2-T3-MODULE-C10
|  |  |  | B2-T3-MODULE-B11 | B2-T3-MODULE-C11
|  |  |  | B2-T3-MODULE-B12 | B2-T3-MODULE-C12
|  |  |  | B2-T3-MODULE-B13 | B2-T3-MODULE-D1
|  |  |  | B2-T3-MODULE-B14 | B2-T3-MODULE-D2
|  |  |  | B2-T3-MODULE-B15 | B2-T3-MODULE-D3
|  |  |  | B2-T3-MODULE-B16 | B2-T3-MODULE-D4
|  |  |  | B2-T3-MODULE-B17 | B2-T3-MODULE-D5
|  |  |  | B2-T3-MODULE-B18 | B2-T3-MODULE-D6
|  |  |  | B2-T3-MODULE-B19 | B2-T3-MODULE-D7
|  |  |  | B2-T3-MODULE-B20 | B2-T3-MODULE-D8
|  |  |  | B2-T3-MODULE-B21 | B2-T3-MODULE-D9
|  |  |  | B2-T3-MODULE-B22 | B2-T3-MODULE-D10
|  |  |  | B2-T3-MODULE-B23 | B2-T3-MODULE-D11
|  |  |  | B2-T3-MODULE-B24 | B2-T3-MODULE-D12
|  |  |  | B2-T3-MODULE-C1 | B2-T3-MODULE-E1
|  |  |  | B2-T3-MODULE-C2 | B2-T3-MODULE-E2
|  |  |  | B2-T3-MODULE-C3 | B2-T3-MODULE-E3
|  |  |  | B2-T3-MODULE-C4 | B2-T3-MODULE-E4
|  |  |  | B2-T3-MODULE-C5 | B2-T3-MODULE-E5
|  |  |  | B2-T3-MODULE-C6 | B2-T3-MODULE-E6
|  |  |  | B2-T3-MODULE-C7 | B2-T3-MODULE-E7
|  |  |  | B2-T3-MODULE-C8 | B2-T3-MODULE-E8
|  |  |  | B2-T3-MODULE-C9 | B2-T3-MODULE-E9
|  |  |  | B2-T3-MODULE-C10 | B2-T3-MODULE-E10
|  |  |  | B2-T3-MODULE-C11 | B2-T3-MODULE-E11
|  |  |  | B2-T3-MODULE-C12 | B2-T3-MODULE-E12
|  |  |  | B2-T3-MODULE-C13 | B2-T3-MODULE-F1
|  |  |  | B2-T3-MODULE-C14 | B2-T3-MODULE-F2
|  |  |  | B2-T3-MODULE-C15 | B2-T3-MODULE-F3
|  |  |  | B2-T3-MODULE-C16 | B2-T3-MODULE-F4
|  |  |  | B2-T3-MODULE-C17 | B2-T3-MODULE-F5
|  |  |  | B2-T3-MODULE-C18 | B2-T3-MODULE-F6
|  |  |  | B2-T3-MODULE-C19 | B2-T3-MODULE-F7
|  |  |  | B2-T3-MODULE-C20 | B2-T3-MODULE-F8
|  |  |  | B2-T3-MODULE-C21 | B2-T3-MODULE-F9
|  |  |  | B2-T3-MODULE-C22 | B2-T3-MODULE-F10
|  |  |  | B2-T3-MODULE-C23 | B2-T3-MODULE-F11
|  |  |  | B2-T3-MODULE-C24 | B2-T3-MODULE-F12
|  |  |  | B2-T3-MODULE-D1 | B2-T3-MODULE-G1
|  |  |  | B2-T3-MODULE-D2 | B2-T3-MODULE-G2
|  |  |  | B2-T3-MODULE-D3 | B2-T3-MODULE-G3
|  |  |  | B2-T3-MODULE-D4 | B2-T3-MODULE-G4
|  |  |  | B2-T3-MODULE-D5 | B2-T3-MODULE-G5
|  |  |  | B2-T3-MODULE-D6 | B2-T3-MODULE-G6
|  |  |  | B2-T3-MODULE-D7 | B2-T3-MODULE-G7
|  |  |  | B2-T3-MODULE-D8 | B2-T3-MODULE-G8
|  |  |  | B2-T3-MODULE-D9 | B2-T3-MODULE-G9
|  |  |  | B2-T3-MODULE-D10 | B2-T3-MODULE-G10
|  |  |  | B2-T3-MODULE-D11 | B2-T3-MODULE-G11
|  |  |  | B2-T3-MODULE-D12 | B2-T3-MODULE-G12
|  |  |  | B2-T3-MODULE-D13 | B2-T3-MODULE-H1
|  |  |  | B2-T3-MODULE-D14 | B2-T3-MODULE-H2
|  |  |  | B2-T3-MODULE-D15 | B2-T3-MODULE-H3
|  |  |  | B2-T3-MODULE-D16 | B2-T3-MODULE-H4
|  |  |  | B2-T3-MODULE-D17 | B2-T3-MODULE-H5
|  |  |  | B2-T3-MODULE-D18 | B2-T3-MODULE-H6
|  |  |  | B2-T3-MODULE-D19 | B2-T3-MODULE-H7
|  |  |  | B2-T3-MODULE-D20 | B2-T3-MODULE-H8
|  |  |  | B2-T3-MODULE-D21 | B2-T3-MODULE-H9
|  |  |  | B2-T3-MODULE-D22 | B2-T3-MODULE-H10
|  |  |  | B2-T3-MODULE-D23 | B2-T3-MODULE-H11
|  |  |  | B2-T3-MODULE-D24 | B2-T3-MODULE-H12
|  |  |  | B2-T3-MODULE-E1 | B2-T3-MODULE-I1
|  |  |  | B2-T3-MODULE-E2 | B2-T3-MODULE-I2
|  |  |  | B2-T3-MODULE-E3 | B2-T3-MODULE-I3
|  |  |  | B2-T3-MODULE-E4 | B2-T3-MODULE-I4
|  |  |  | B2-T3-MODULE-E5 | B2-T3-MODULE-I5
|  |  |  | B2-T3-MODULE-E6 | B2-T3-MODULE-I6
|  |  |  | B2-T3-MODULE-E7 | B2-T3-MODULE-I7
|  |  |  | B2-T3-MODULE-E8 | B2-T3-MODULE-I8
|  |  |  | B2-T3-MODULE-E9 | B2-T3-MODULE-I9
|  |  |  | B2-T3-MODULE-E10 | B2-T3-MODULE-I10
|  |  |  | B2-T3-MODULE-E11 | B2-T3-MODULE-I11
|  |  |  | B2-T3-MODULE-E12 | B2-T3-MODULE-I12
|  |  |  | B2-T3-MODULE-E13 | B2-T3-MODULE-J1
|  |  |  | B2-T3-MODULE-E14 | B2-T3-MODULE-J2
|  |  |  | B2-T3-MODULE-E15 | B2-T3-MODULE-J3
|  |  |  | B2-T3-MODULE-E16 | B2-T3-MODULE-J4
|  |  |  | B2-T3-MODULE-E17 | B2-T3-MODULE-J5
|  |  |  | B2-T3-MODULE-E18 | B2-T3-MODULE-J6
|  |  |  | B2-T3-MODULE-E19 | B2-T3-MODULE-J7
|  |  |  | B2-T3-MODULE-E20 | B2-T3-MODULE-J8
|  |  |  | B2-T3-MODULE-E21 | B2-T3-MODULE-J9
|  |  |  | B2-T3-MODULE-E22 | B2-T3-MODULE-J10
|  |  |  | B2-T3-MODULE-E23 | B2-T3-MODULE-J11
|  |  |  | B2-T3-MODULE-E24 | B2-T3-MODULE-J12
|  |  |  | B2-T3-MODULE-F1 | B2-T3-MODULE-K1
|  |  |  | B2-T3-MODULE-F2 | B2-T3-MODULE-K2
|  |  |  | B2-T3-MODULE-F3 | B2-T3-MODULE-K3
|  |  |  | B2-T3-MODULE-F4 | B2-T3-MODULE-K4
|  |  |  | B2-T3-MODULE-F5 | B2-T3-MODULE-K5
|  |  |  | B2-T3-MODULE-F6 | B2-T3-MODULE-K6
|  |  |  | B2-T3-MODULE-F7 | B2-T3-MODULE-K7
|  |  |  | B2-T3-MODULE-F8 | B2-T3-MODULE-K8
|  |  |  | B2-T3-MODULE-F9 | B2-T3-MODULE-K9
|  |  |  | B2-T3-MODULE-F10 | B2-T3-MODULE-K10
|  |  |  | B2-T3-MODULE-F11 | B2-T3-MODULE-K11
|  |  |  | B2-T3-MODULE-F12 | B2-T3-MODULE-K12
|  |  |  | B2-T3-MODULE-F13 | B2-T3-MODULE-L1
|  |  |  | B2-T3-MODULE-F14 | B2-T3-MODULE-L2
|  |  |  | B2-T3-MODULE-F15 | B2-T3-MODULE-L3
|  |  |  | B2-T3-MODULE-F16 | B2-T3-MODULE-L4
|  |  |  | B2-T3-MODULE-F17 | B2-T3-MODULE-L5
|  |  |  | B2-T3-MODULE-F18 | B2-T3-MODULE-L6
|  |  |  | B2-T3-MODULE-F19 | B2-T3-MODULE-L7
|  |  |  | B2-T3-MODULE-F20 | B2-T3-MODULE-L8
|  |  |  | B2-T3-MODULE-F21 | B2-T3-MODULE-L9
|  |  |  | B2-T3-MODULE-F22 | B2-T3-MODULE-L10
|  |  |  | B2-T3-MODULE-F23 | B2-T3-MODULE-L11
|  |  |  | B2-T3-MODULE-F24 | B2-T3-MODULE-L12
|  |  |  | B2-T4-MODULE-A1 | B2-T4-MODULE-A1
|  |  |  | B2-T4-MODULE-A2 | B2-T4-MODULE-A2
|  |  |  | B2-T4-MODULE-A3 | B2-T4-MODULE-A3
|  |  |  | B2-T4-MODULE-A4 | B2-T4-MODULE-A4
|  |  |  | B2-T4-MODULE-A5 | B2-T4-MODULE-A5
|  |  |  | B2-T4-MODULE-A6 | B2-T4-MODULE-A6
|  |  |  | B2-T4-MODULE-A7 | B2-T4-MODULE-A7
|  |  |  | B2-T4-MODULE-A8 | B2-T4-MODULE-A8
|  |  |  | B2-T4-MODULE-A9 | B2-T4-MODULE-A9
|  |  |  | B2-T4-MODULE-A10 | B2-T4-MODULE-A10
|  |  |  | B2-T4-MODULE-A11 | B2-T4-MODULE-A11
|  |  |  | B2-T4-MODULE-A12 | B2-T4-MODULE-A12
|  |  |  | B2-T4-MODULE-A13 | B2-T4-MODULE-B1
|  |  |  | B2-T4-MODULE-A14 | B2-T4-MODULE-B2
|  |  |  | B2-T4-MODULE-A15 | B2-T4-MODULE-B3
|  |  |  | B2-T4-MODULE-A16 | B2-T4-MODULE-B4
|  |  |  | B2-T4-MODULE-A17 | B2-T4-MODULE-B5
|  |  |  | B2-T4-MODULE-A18 | B2-T4-MODULE-B6
|  |  |  | B2-T4-MODULE-A19 | B2-T4-MODULE-B7
|  |  |  | B2-T4-MODULE-A20 | B2-T4-MODULE-B8
|  |  |  | B2-T4-MODULE-A21 | B2-T4-MODULE-B9
|  |  |  | B2-T4-MODULE-A22 | B2-T4-MODULE-B10
|  |  |  | B2-T4-MODULE-A23 | B2-T4-MODULE-B11
|  |  |  | B2-T4-MODULE-A24 | B2-T4-MODULE-B12
|  |  |  | B2-T4-MODULE-B1 | B2-T4-MODULE-C1
|  |  |  | B2-T4-MODULE-B2 | B2-T4-MODULE-C2
|  |  |  | B2-T4-MODULE-B3 | B2-T4-MODULE-C3
|  |  |  | B2-T4-MODULE-B4 | B2-T4-MODULE-C4
|  |  |  | B2-T4-MODULE-B5 | B2-T4-MODULE-C5
|  |  |  | B2-T4-MODULE-B6 | B2-T4-MODULE-C6
|  |  |  | B2-T4-MODULE-B7 | B2-T4-MODULE-C7
|  |  |  | B2-T4-MODULE-B8 | B2-T4-MODULE-C8
|  |  |  | B2-T4-MODULE-B9 | B2-T4-MODULE-C9
|  |  |  | B2-T4-MODULE-B10 | B2-T4-MODULE-C10
|  |  |  | B2-T4-MODULE-B11 | B2-T4-MODULE-C11
|  |  |  | B2-T4-MODULE-B12 | B2-T4-MODULE-C12
|  |  |  | B2-T4-MODULE-B13 | B2-T4-MODULE-D1
|  |  |  | B2-T4-MODULE-B14 | B2-T4-MODULE-D2
|  |  |  | B2-T4-MODULE-B15 | B2-T4-MODULE-D3
|  |  |  | B2-T4-MODULE-B16 | B2-T4-MODULE-D4
|  |  |  | B2-T4-MODULE-B17 | B2-T4-MODULE-D5
|  |  |  | B2-T4-MODULE-B18 | B2-T4-MODULE-D6
|  |  |  | B2-T4-MODULE-B19 | B2-T4-MODULE-D7
|  |  |  | B2-T4-MODULE-B20 | B2-T4-MODULE-D8
|  |  |  | B2-T4-MODULE-B21 | B2-T4-MODULE-D9
|  |  |  | B2-T4-MODULE-B22 | B2-T4-MODULE-D10
|  |  |  | B2-T4-MODULE-B23 | B2-T4-MODULE-D11
|  |  |  | B2-T4-MODULE-B24 | B2-T4-MODULE-D12
|  |  |  | B2-T4-MODULE-C1 | B2-T4-MODULE-E1
|  |  |  | B2-T4-MODULE-C2 | B2-T4-MODULE-E2
|  |  |  | B2-T4-MODULE-C3 | B2-T4-MODULE-E3
|  |  |  | B2-T4-MODULE-C4 | B2-T4-MODULE-E4
|  |  |  | B2-T4-MODULE-C5 | B2-T4-MODULE-E5
|  |  |  | B2-T4-MODULE-C6 | B2-T4-MODULE-E6
|  |  |  | B2-T4-MODULE-C7 | B2-T4-MODULE-E7
|  |  |  | B2-T4-MODULE-C8 | B2-T4-MODULE-E8
|  |  |  | B2-T4-MODULE-C9 | B2-T4-MODULE-E9
|  |  |  | B2-T4-MODULE-C10 | B2-T4-MODULE-E10
|  |  |  | B2-T4-MODULE-C11 | B2-T4-MODULE-E11
|  |  |  | B2-T4-MODULE-C12 | B2-T4-MODULE-E12
|  |  |  | B2-T4-MODULE-C13 | B2-T4-MODULE-F1
|  |  |  | B2-T4-MODULE-C14 | B2-T4-MODULE-F2
|  |  |  | B2-T4-MODULE-C15 | B2-T4-MODULE-F3
|  |  |  | B2-T4-MODULE-C16 | B2-T4-MODULE-F4
|  |  |  | B2-T4-MODULE-C17 | B2-T4-MODULE-F5
|  |  |  | B2-T4-MODULE-C18 | B2-T4-MODULE-F6
|  |  |  | B2-T4-MODULE-C19 | B2-T4-MODULE-F7
|  |  |  | B2-T4-MODULE-C20 | B2-T4-MODULE-F8
|  |  |  | B2-T4-MODULE-C21 | B2-T4-MODULE-F9
|  |  |  | B2-T4-MODULE-C22 | B2-T4-MODULE-F10
|  |  |  | B2-T4-MODULE-C23 | B2-T4-MODULE-F11
|  |  |  | B2-T4-MODULE-C24 | B2-T4-MODULE-F12
|  |  |  | B2-T4-MODULE-D1 | B2-T4-MODULE-G1
|  |  |  | B2-T4-MODULE-D2 | B2-T4-MODULE-G2
|  |  |  | B2-T4-MODULE-D3 | B2-T4-MODULE-G3
|  |  |  | B2-T4-MODULE-D4 | B2-T4-MODULE-G4
|  |  |  | B2-T4-MODULE-D5 | B2-T4-MODULE-G5
|  |  |  | B2-T4-MODULE-D6 | B2-T4-MODULE-G6
|  |  |  | B2-T4-MODULE-D7 | B2-T4-MODULE-G7
|  |  |  | B2-T4-MODULE-D8 | B2-T4-MODULE-G8
|  |  |  | B2-T4-MODULE-D9 | B2-T4-MODULE-G9
|  |  |  | B2-T4-MODULE-D10 | B2-T4-MODULE-G10
|  |  |  | B2-T4-MODULE-D11 | B2-T4-MODULE-G11
|  |  |  | B2-T4-MODULE-D12 | B2-T4-MODULE-G12
|  |  |  | B2-T4-MODULE-D13 | B2-T4-MODULE-H1
|  |  |  | B2-T4-MODULE-D14 | B2-T4-MODULE-H2
|  |  |  | B2-T4-MODULE-D15 | B2-T4-MODULE-H3
|  |  |  | B2-T4-MODULE-D16 | B2-T4-MODULE-H4
|  |  |  | B2-T4-MODULE-D17 | B2-T4-MODULE-H5
|  |  |  | B2-T4-MODULE-D18 | B2-T4-MODULE-H6
|  |  |  | B2-T4-MODULE-D19 | B2-T4-MODULE-H7
|  |  |  | B2-T4-MODULE-D20 | B2-T4-MODULE-H8
|  |  |  | B2-T4-MODULE-D21 | B2-T4-MODULE-H9
|  |  |  | B2-T4-MODULE-D22 | B2-T4-MODULE-H10
|  |  |  | B2-T4-MODULE-D23 | B2-T4-MODULE-H11
|  |  |  | B2-T4-MODULE-D24 | B2-T4-MODULE-H12
|  |  |  | B2-T4-MODULE-E1 | B2-T4-MODULE-I1
|  |  |  | B2-T4-MODULE-E2 | B2-T4-MODULE-I2
|  |  |  | B2-T4-MODULE-E3 | B2-T4-MODULE-I3
|  |  |  | B2-T4-MODULE-E4 | B2-T4-MODULE-I4
|  |  |  | B2-T4-MODULE-E5 | B2-T4-MODULE-I5
|  |  |  | B2-T4-MODULE-E6 | B2-T4-MODULE-I6
|  |  |  | B2-T4-MODULE-E7 | B2-T4-MODULE-I7
|  |  |  | B2-T4-MODULE-E8 | B2-T4-MODULE-I8
|  |  |  | B2-T4-MODULE-E9 | B2-T4-MODULE-I9
|  |  |  | B2-T4-MODULE-E10 | B2-T4-MODULE-I10
|  |  |  | B2-T4-MODULE-E11 | B2-T4-MODULE-I11
|  |  |  | B2-T4-MODULE-E12 | B2-T4-MODULE-I12
|  |  |  | B2-T4-MODULE-E13 | B2-T4-MODULE-J1
|  |  |  | B2-T4-MODULE-E14 | B2-T4-MODULE-J2
|  |  |  | B2-T4-MODULE-E15 | B2-T4-MODULE-J3
|  |  |  | B2-T4-MODULE-E16 | B2-T4-MODULE-J4
|  |  |  | B2-T4-MODULE-E17 | B2-T4-MODULE-J5
|  |  |  | B2-T4-MODULE-E18 | B2-T4-MODULE-J6
|  |  |  | B2-T4-MODULE-E19 | B2-T4-MODULE-J7
|  |  |  | B2-T4-MODULE-E20 | B2-T4-MODULE-J8
|  |  |  | B2-T4-MODULE-E21 | B2-T4-MODULE-J9
|  |  |  | B2-T4-MODULE-E22 | B2-T4-MODULE-J10
|  |  |  | B2-T4-MODULE-E23 | B2-T4-MODULE-J11
|  |  |  | B2-T4-MODULE-E24 | B2-T4-MODULE-J12
|  |  |  | B2-T4-MODULE-F1 | B2-T4-MODULE-K1
|  |  |  | B2-T4-MODULE-F2 | B2-T4-MODULE-K2
|  |  |  | B2-T4-MODULE-F3 | B2-T4-MODULE-K3
|  |  |  | B2-T4-MODULE-F4 | B2-T4-MODULE-K4
|  |  |  | B2-T4-MODULE-F5 | B2-T4-MODULE-K5
|  |  |  | B2-T4-MODULE-F6 | B2-T4-MODULE-K6
|  |  |  | B2-T4-MODULE-F7 | B2-T4-MODULE-K7
|  |  |  | B2-T4-MODULE-F8 | B2-T4-MODULE-K8
|  |  |  | B2-T4-MODULE-F9 | B2-T4-MODULE-K9
|  |  |  | B2-T4-MODULE-F10 | B2-T4-MODULE-K10
|  |  |  | B2-T4-MODULE-F11 | B2-T4-MODULE-K11
|  |  |  | B2-T4-MODULE-F12 | B2-T4-MODULE-K12
|  |  |  | B2-T4-MODULE-F13 | B2-T4-MODULE-L1
|  |  |  | B2-T4-MODULE-F14 | B2-T4-MODULE-L2
|  |  |  | B2-T4-MODULE-F15 | B2-T4-MODULE-L3
|  |  |  | B2-T4-MODULE-F16 | B2-T4-MODULE-L4
|  |  |  | B2-T4-MODULE-F17 | B2-T4-MODULE-L5
|  |  |  | B2-T4-MODULE-F18 | B2-T4-MODULE-L6
|  |  |  | B2-T4-MODULE-F19 | B2-T4-MODULE-L7
|  |  |  | B2-T4-MODULE-F20 | B2-T4-MODULE-L8
|  |  |  | B2-T4-MODULE-F21 | B2-T4-MODULE-L9
|  |  |  | B2-T4-MODULE-F22 | B2-T4-MODULE-L10
|  |  |  | B2-T4-MODULE-F23 | B2-T4-MODULE-L11
|  |  |  | B2-T4-MODULE-F24 | B2-T4-MODULE-L12
|  |  |  | B2-T5-MODULE-A1 | B2-T5-MODULE-A1
|  |  |  | B2-T5-MODULE-A2 | B2-T5-MODULE-A2
|  |  |  | B2-T5-MODULE-A3 | B2-T5-MODULE-A3
|  |  |  | B2-T5-MODULE-A4 | B2-T5-MODULE-A4
|  |  |  | B2-T5-MODULE-A5 | B2-T5-MODULE-A5
|  |  |  | B2-T5-MODULE-A6 | B2-T5-MODULE-A6
|  |  |  | B2-T5-MODULE-A7 | B2-T5-MODULE-A7
|  |  |  | B2-T5-MODULE-A8 | B2-T5-MODULE-A8
|  |  |  | B2-T5-MODULE-A9 | B2-T5-MODULE-A9
|  |  |  | B2-T5-MODULE-A10 | B2-T5-MODULE-A10
|  |  |  | B2-T5-MODULE-A11 | B2-T5-MODULE-A11
|  |  |  | B2-T5-MODULE-A12 | B2-T5-MODULE-A12
|  |  |  | B2-T5-MODULE-A13 | B2-T5-MODULE-B1
|  |  |  | B2-T5-MODULE-A14 | B2-T5-MODULE-B2
|  |  |  | B2-T5-MODULE-A15 | B2-T5-MODULE-B3
|  |  |  | B2-T5-MODULE-A16 | B2-T5-MODULE-B4
|  |  |  | B2-T5-MODULE-A17 | B2-T5-MODULE-B5
|  |  |  | B2-T5-MODULE-A18 | B2-T5-MODULE-B6
|  |  |  | B2-T5-MODULE-A19 | B2-T5-MODULE-B7
|  |  |  | B2-T5-MODULE-A20 | B2-T5-MODULE-B8
|  |  |  | B2-T5-MODULE-A21 | B2-T5-MODULE-B9
|  |  |  | B2-T5-MODULE-A22 | B2-T5-MODULE-B10
|  |  |  | B2-T5-MODULE-A23 | B2-T5-MODULE-B11
|  |  |  | B2-T5-MODULE-A24 | B2-T5-MODULE-B12
|  |  |  | B2-T5-MODULE-B1 | B2-T5-MODULE-C1
|  |  |  | B2-T5-MODULE-B2 | B2-T5-MODULE-C2
|  |  |  | B2-T5-MODULE-B3 | B2-T5-MODULE-C3
|  |  |  | B2-T5-MODULE-B4 | B2-T5-MODULE-C4
|  |  |  | B2-T5-MODULE-B5 | B2-T5-MODULE-C5
|  |  |  | B2-T5-MODULE-B6 | B2-T5-MODULE-C6
|  |  |  | B2-T5-MODULE-B7 | B2-T5-MODULE-C7
|  |  |  | B2-T5-MODULE-B8 | B2-T5-MODULE-C8
|  |  |  | B2-T5-MODULE-B9 | B2-T5-MODULE-C9
|  |  |  | B2-T5-MODULE-B10 | B2-T5-MODULE-C10
|  |  |  | B2-T5-MODULE-B11 | B2-T5-MODULE-C11
|  |  |  | B2-T5-MODULE-B12 | B2-T5-MODULE-C12
|  |  |  | B2-T5-MODULE-B13 | B2-T5-MODULE-D1
|  |  |  | B2-T5-MODULE-B14 | B2-T5-MODULE-D2
|  |  |  | B2-T5-MODULE-B15 | B2-T5-MODULE-D3
|  |  |  | B2-T5-MODULE-B16 | B2-T5-MODULE-D4
|  |  |  | B2-T5-MODULE-B17 | B2-T5-MODULE-D5
|  |  |  | B2-T5-MODULE-B18 | B2-T5-MODULE-D6
|  |  |  | B2-T5-MODULE-B19 | B2-T5-MODULE-D7
|  |  |  | B2-T5-MODULE-B20 | B2-T5-MODULE-D8
|  |  |  | B2-T5-MODULE-B21 | B2-T5-MODULE-D9
|  |  |  | B2-T5-MODULE-B22 | B2-T5-MODULE-D10
|  |  |  | B2-T5-MODULE-B23 | B2-T5-MODULE-D11
|  |  |  | B2-T5-MODULE-B24 | B2-T5-MODULE-D12
|  |  |  | B2-T5-MODULE-C1 | B2-T5-MODULE-E1
|  |  |  | B2-T5-MODULE-C2 | B2-T5-MODULE-E2
|  |  |  | B2-T5-MODULE-C3 | B2-T5-MODULE-E3
|  |  |  | B2-T5-MODULE-C4 | B2-T5-MODULE-E4
|  |  |  | B2-T5-MODULE-C5 | B2-T5-MODULE-E5
|  |  |  | B2-T5-MODULE-C6 | B2-T5-MODULE-E6
|  |  |  | B2-T5-MODULE-C7 | B2-T5-MODULE-E7
|  |  |  | B2-T5-MODULE-C8 | B2-T5-MODULE-E8
|  |  |  | B2-T5-MODULE-C9 | B2-T5-MODULE-E9
|  |  |  | B2-T5-MODULE-C10 | B2-T5-MODULE-E10
|  |  |  | B2-T5-MODULE-C11 | B2-T5-MODULE-E11
|  |  |  | B2-T5-MODULE-C12 | B2-T5-MODULE-E12
|  |  |  | B2-T5-MODULE-C13 | B2-T5-MODULE-F1
|  |  |  | B2-T5-MODULE-C14 | B2-T5-MODULE-F2
|  |  |  | B2-T5-MODULE-C15 | B2-T5-MODULE-F3
|  |  |  | B2-T5-MODULE-C16 | B2-T5-MODULE-F4
|  |  |  | B2-T5-MODULE-C17 | B2-T5-MODULE-F5
|  |  |  | B2-T5-MODULE-C18 | B2-T5-MODULE-F6
|  |  |  | B2-T5-MODULE-C19 | B2-T5-MODULE-F7
|  |  |  | B2-T5-MODULE-C20 | B2-T5-MODULE-F8
|  |  |  | B2-T5-MODULE-C21 | B2-T5-MODULE-F9
|  |  |  | B2-T5-MODULE-C22 | B2-T5-MODULE-F10
|  |  |  | B2-T5-MODULE-C23 | B2-T5-MODULE-F11
|  |  |  | B2-T5-MODULE-C24 | B2-T5-MODULE-F12
|  |  |  | B2-T5-MODULE-D1 | B2-T5-MODULE-G1
|  |  |  | B2-T5-MODULE-D2 | B2-T5-MODULE-G2
|  |  |  | B2-T5-MODULE-D3 | B2-T5-MODULE-G3
|  |  |  | B2-T5-MODULE-D4 | B2-T5-MODULE-G4
|  |  |  | B2-T5-MODULE-D5 | B2-T5-MODULE-G5
|  |  |  | B2-T5-MODULE-D6 | B2-T5-MODULE-G6
|  |  |  | B2-T5-MODULE-D7 | B2-T5-MODULE-G7
|  |  |  | B2-T5-MODULE-D8 | B2-T5-MODULE-G8
|  |  |  | B2-T5-MODULE-D9 | B2-T5-MODULE-G9
|  |  |  | B2-T5-MODULE-D10 | B2-T5-MODULE-G10
|  |  |  | B2-T5-MODULE-D11 | B2-T5-MODULE-G11
|  |  |  | B2-T5-MODULE-D12 | B2-T5-MODULE-G12
|  |  |  | B2-T5-MODULE-D13 | B2-T5-MODULE-H1
|  |  |  | B2-T5-MODULE-D14 | B2-T5-MODULE-H2
|  |  |  | B2-T5-MODULE-D15 | B2-T5-MODULE-H3
|  |  |  | B2-T5-MODULE-D16 | B2-T5-MODULE-H4
|  |  |  | B2-T5-MODULE-D17 | B2-T5-MODULE-H5
|  |  |  | B2-T5-MODULE-D18 | B2-T5-MODULE-H6
|  |  |  | B2-T5-MODULE-D19 | B2-T5-MODULE-H7
|  |  |  | B2-T5-MODULE-D20 | B2-T5-MODULE-H8
|  |  |  | B2-T5-MODULE-D21 | B2-T5-MODULE-H9
|  |  |  | B2-T5-MODULE-D22 | B2-T5-MODULE-H10
|  |  |  | B2-T5-MODULE-D23 | B2-T5-MODULE-H11
|  |  |  | B2-T5-MODULE-D24 | B2-T5-MODULE-H12
|  |  |  | B2-T5-MODULE-E1 | B2-T5-MODULE-I1
|  |  |  | B2-T5-MODULE-E2 | B2-T5-MODULE-I2
|  |  |  | B2-T5-MODULE-E3 | B2-T5-MODULE-I3
|  |  |  | B2-T5-MODULE-E4 | B2-T5-MODULE-I4
|  |  |  | B2-T5-MODULE-E5 | B2-T5-MODULE-I5
|  |  |  | B2-T5-MODULE-E6 | B2-T5-MODULE-I6
|  |  |  | B2-T5-MODULE-E7 | B2-T5-MODULE-I7
|  |  |  | B2-T5-MODULE-E8 | B2-T5-MODULE-I8
|  |  |  | B2-T5-MODULE-E9 | B2-T5-MODULE-I9
|  |  |  | B2-T5-MODULE-E10 | B2-T5-MODULE-I10
|  |  |  | B2-T5-MODULE-E11 | B2-T5-MODULE-I11
|  |  |  | B2-T5-MODULE-E12 | B2-T5-MODULE-I12
|  |  |  | B2-T5-MODULE-E13 | B2-T5-MODULE-J1
|  |  |  | B2-T5-MODULE-E14 | B2-T5-MODULE-J2
|  |  |  | B2-T5-MODULE-E15 | B2-T5-MODULE-J3
|  |  |  | B2-T5-MODULE-E16 | B2-T5-MODULE-J4
|  |  |  | B2-T5-MODULE-E17 | B2-T5-MODULE-J5
|  |  |  | B2-T5-MODULE-E18 | B2-T5-MODULE-J6
|  |  |  | B2-T5-MODULE-E19 | B2-T5-MODULE-J7
|  |  |  | B2-T5-MODULE-E20 | B2-T5-MODULE-J8
|  |  |  | B2-T5-MODULE-E21 | B2-T5-MODULE-J9
|  |  |  | B2-T5-MODULE-E22 | B2-T5-MODULE-J10
|  |  |  | B2-T5-MODULE-E23 | B2-T5-MODULE-J11
|  |  |  | B2-T5-MODULE-E24 | B2-T5-MODULE-J12
|  |  |  | B2-T5-MODULE-F1 | B2-T5-MODULE-K1
|  |  |  | B2-T5-MODULE-F2 | B2-T5-MODULE-K2
|  |  |  | B2-T5-MODULE-F3 | B2-T5-MODULE-K3
|  |  |  | B2-T5-MODULE-F4 | B2-T5-MODULE-K4
|  |  |  | B2-T5-MODULE-F5 | B2-T5-MODULE-K5
|  |  |  | B2-T5-MODULE-F6 | B2-T5-MODULE-K6
|  |  |  | B2-T5-MODULE-F7 | B2-T5-MODULE-K7
|  |  |  | B2-T5-MODULE-F8 | B2-T5-MODULE-K8
|  |  |  | B2-T5-MODULE-F9 | B2-T5-MODULE-K9
|  |  |  | B2-T5-MODULE-F10 | B2-T5-MODULE-K10
|  |  |  | B2-T5-MODULE-F11 | B2-T5-MODULE-K11
|  |  |  | B2-T5-MODULE-F12 | B2-T5-MODULE-K12
|  |  |  | B2-T5-MODULE-F13 | B2-T5-MODULE-L1
|  |  |  | B2-T5-MODULE-F14 | B2-T5-MODULE-L2
|  |  |  | B2-T5-MODULE-F15 | B2-T5-MODULE-L3
|  |  |  | B2-T5-MODULE-F16 | B2-T5-MODULE-L4
|  |  |  | B2-T5-MODULE-F17 | B2-T5-MODULE-L5
|  |  |  | B2-T5-MODULE-F18 | B2-T5-MODULE-L6
|  |  |  | B2-T5-MODULE-F19 | B2-T5-MODULE-L7
|  |  |  | B2-T5-MODULE-F20 | B2-T5-MODULE-L8
|  |  |  | B2-T5-MODULE-F21 | B2-T5-MODULE-L9
|  |  |  | B2-T5-MODULE-F22 | B2-T5-MODULE-L10
|  |  |  | B2-T5-MODULE-F23 | B2-T5-MODULE-L11
|  |  |  | B2-T5-MODULE-F24 | B2-T5-MODULE-L12